## General
Excel file version | v2.0
Name | Distribution
Frequency (Hz) | 60
Power Base (MVA) | 100

## Pins
outgoing | V_abs | 6100B004-136_a/Vmag | 6100B004-136_b/Vmag | 6100B004-136_c/Vmag | 6100B004-139_c/Vmag | 6100B004-143_c/Vmag | 6100SBP32988_a/Vmag | 6100SBP32988_b/Vmag | 6100SBP32988_c/Vmag | 7537_17L6R3_2_a/Vmag | 7537_17L6R3_2_b/Vmag | 7537_17L6R3_2_c/Vmag | 7537_17L6R4_1_b/Vmag | 7537_20L5-TX_a/Vmag | 7537_20L5-TX_b/Vmag | 7537_20L5-TX_c/Vmag | 7537_20L6-TX_a/Vmag | 7537_20L6-TX_b/Vmag | 7537_20L6-TX_c/Vmag | 7537_20L7_1_a/Vmag | 7537_20L7_1_b/Vmag | 7537_20L7_1_c/Vmag | 7537_20L9_1_a/Vmag | 7537_20L9_1_b/Vmag | 7537_20L9_1_c/Vmag | 7537_PM_20L9R1_J0_a/Vmag | 7537_PM_20L9R1_J0_b/Vmag | 7537_PM_20L9R1_J0_c/Vmag | 7551_12-S002_a/Vmag | 7551_12-S002_b/Vmag | 7551_12-S002_c/Vmag | 7551_12L4L2L2-TX_b/Vmag | 7551_12L4L2R1-TX_b/Vmag | 7551_12L4L2_1_b/Vmag | 7551_12L4_1_a/Vmag | 7551_12L4_1_b/Vmag | 7551_12L4_1_c/Vmag | 7551_12L5-TX_a/Vmag | 7551_12L5-TX_b/Vmag | 7551_12L5-TX_c/Vmag | 7551_12L6-TX_a/Vmag | 7551_12L6-TX_b/Vmag | 7551_12L6-TX_c/Vmag | 7551_12_1_a/Vmag | 7551_12_1_b/Vmag | 7551_12_1_c/Vmag | 7551_13-TX_a/Vmag | 7551_13-TX_b/Vmag | 7551_13-TX_c/Vmag | 7551_16-S005_a/Vmag | 7551_16-S005_b/Vmag | 7551_16-S005_c/Vmag | 7551_16L1-TX_a/Vmag | 7551_16L1-TX_b/Vmag | 7551_16L1-TX_c/Vmag | 7551_16L4R1-TX_a/Vmag | 7551_16L4R1-TX_b/Vmag | 7551_16L4R1-TX_c/Vmag | 7551_16L4R3-TX_a/Vmag | 7551_16L4R3-TX_b/Vmag | 7551_16L4R3-TX_c/Vmag | 7551_16L4_1_a/Vmag | 7551_16L4_1_b/Vmag | 7551_16L4_1_c/Vmag | 7551_16L5-S006_a/Vmag | 7551_16L6-TX_a/Vmag | 7551_16R1_1_b/Vmag | 7551_17_1_a/Vmag | 7551_17_1_b/Vmag | 7551_17_1_c/Vmag | 7551_1_1_a/Vmag | 7551_1_1_b/Vmag | 7551_1_1_c/Vmag | 7551_20AR2_1_a/Vmag | 7551_20AR2_1_b/Vmag | 7551_20AR2_1_c/Vmag | 7551_20A_1_a/Vmag | 7551_20A_1_b/Vmag | 7551_20A_1_c/Vmag | 7551_24L1-S072_a/Vmag | 7551_24L1-S072_b/Vmag | 7551_24L1-S072_c/Vmag | 7551_24L12R1_2_a/Vmag | 7551_24L12R1_2_b/Vmag | 7551_24L12R1_2_c/Vmag | 7551_24L12R2-TX_b/Vmag | 7551_24L12_1_a/Vmag | 7551_24L12_1_b/Vmag | 7551_24L12_1_c/Vmag | 7551_24L15L1A-TX_a/Vmag | 7551_24L15L1A-TX_b/Vmag | 7551_24L15L1A-TX_c/Vmag | 7551_24L15L3-TX_a/Vmag | 7551_24L15L3-TX_b/Vmag | 7551_24L15L3-TX_c/Vmag | 7551_24L15L5_1_c/Vmag | 7551_24L15L5_2_a/Vmag | 7551_24L15L5_2_b/Vmag | 7551_24L15L5_2_c/Vmag | 7551_24L15_1_a/Vmag | 7551_24L15_1_b/Vmag | 7551_24L15_1_c/Vmag | 7551_24L16-S026_a/Vmag | 7551_24L18-S016_a/Vmag | 7551_24L18_1_a/Vmag | 7551_24L19-TX_a/Vmag | 7551_24L2-TX_a/Vmag | 7551_24L2-TX_b/Vmag | 7551_24L2-TX_c/Vmag | 7551_24L4R1-TX_c/Vmag | 7551_24L4R4L3-TX_c/Vmag | 7551_24L4R4_1_c/Vmag | 7551_24L4R4_2_c/Vmag | 7551_24L4_1_a/Vmag | 7551_24L4_1_b/Vmag | 7551_24L4_1_c/Vmag | 7551_24L5-S010_c/Vmag | 7551_24L7-TX_a/Vmag | 7551_24L7-TX_b/Vmag | 7551_24L7-TX_c/Vmag | 7551_24L8-TX_a/Vmag | 7551_24L8-TX_b/Vmag | 7551_24L8-TX_c/Vmag | 7551_24R1-S007_c/Vmag | 7551_25_1_a/Vmag | 7551_25_1_b/Vmag | 7551_25_1_c/Vmag | 7551_29R2_1_a/Vmag | 7551_29R2_1_b/Vmag | 7551_29R2_1_c/Vmag | 7551_29R5_1_a/Vmag | 7551_29R5_1_b/Vmag | 7551_29R5_1_c/Vmag | 7551_2AR1R2-TX_a/Vmag | 7551_2AR1R2-TX_b/Vmag | 7551_2AR1R2-TX_c/Vmag | 7551_2AR1_2_a/Vmag | 7551_2AR1_2_b/Vmag | 7551_2AR1_2_c/Vmag | 7551_30_1_a/Vmag | 7551_30_1_b/Vmag | 7551_30_1_c/Vmag | 7551_31-TX_a/Vmag | 7551_31-TX_b/Vmag | 7551_31-TX_c/Vmag | 7551_34-S008_c/Vmag | 7551_34L1L1-TX_c/Vmag | 7551_34L1_1_c/Vmag | 7551_34R2_1_a/Vmag | 7551_34R3-TX_a/Vmag | 7551_35L3-TX_c/Vmag | 7551_35L4-TX_c/Vmag | 7551_35L7-TX_c/Vmag | 7551_35_1_a/Vmag | 7551_35_1_b/Vmag | 7551_35_1_c/Vmag | 7551_40L12-TX_b/Vmag | 7551_40L14-TX_b/Vmag | 7551_40L1_1_b/Vmag | 7551_40L3-S018_b/Vmag | 7551_40L5-TX_b/Vmag | 7551_40L8-TX_b/Vmag | 7551_40L9-TX_b/Vmag | 7551_8_1_a/Vmag | 7551_8_1_b/Vmag | 7551_8_1_c/Vmag | 7551_9-TX_a/Vmag | 7551_9-TX_b/Vmag | 7551_9-TX_c/Vmag | 7551_PM_17R1L1_J0_a/Vmag | 7551_PM_17R1L1_J0_b/Vmag | 7551_PM_17R1L1_J0_c/Vmag | 7551_PM_17R3L2_J0_a/Vmag | 7551_PM_17R3L2_J0_b/Vmag | 7551_PM_17R3L2_J0_c/Vmag | 7551_PM_17R3R3_J0_a/Vmag | 7551_PM_17R3R3_J0_b/Vmag | 7551_PM_17R3R3_J0_c/Vmag | 7551_PM_24L11R2_J0_a/Vmag | 7551_PM_24L12R1R1_J0_a/Vmag | 7551_PM_24L12R1R1_J0_b/Vmag | 7551_PM_24L12R1R1_J0_c/Vmag | 7551_PM_29R5R3_2_a/Vmag | 7551_PM_29R5R3_2_b/Vmag | 7551_PM_29R5R3_2_c/Vmag | 7551_PM_2AR4L1_J0_a/Vmag | 7551_PM_2AR4L1_J0_b/Vmag | 7551_PM_2AR4L1_J0_c/Vmag | 7551_PM_40L1L1R1_J0_b/Vmag | 7551_PM_4L1_J0_a/Vmag | 7551_PM_4L1_J0_b/Vmag | 7551_PM_4L1_J0_c/Vmag
outgoing | V_ang | 6100B004-136_a/Vang | 6100B004-136_b/Vang | 6100B004-136_c/Vang | 6100B004-139_c/Vang | 6100B004-143_c/Vang | 6100SBP32988_a/Vang | 6100SBP32988_b/Vang | 6100SBP32988_c/Vang | 7537_17L6R3_2_a/Vang | 7537_17L6R3_2_b/Vang | 7537_17L6R3_2_c/Vang | 7537_17L6R4_1_b/Vang | 7537_20L5-TX_a/Vang | 7537_20L5-TX_b/Vang | 7537_20L5-TX_c/Vang | 7537_20L6-TX_a/Vang | 7537_20L6-TX_b/Vang | 7537_20L6-TX_c/Vang | 7537_20L7_1_a/Vang | 7537_20L7_1_b/Vang | 7537_20L7_1_c/Vang | 7537_20L9_1_a/Vang | 7537_20L9_1_b/Vang | 7537_20L9_1_c/Vang | 7537_PM_20L9R1_J0_a/Vang | 7537_PM_20L9R1_J0_b/Vang | 7537_PM_20L9R1_J0_c/Vang | 7551_12-S002_a/Vang | 7551_12-S002_b/Vang | 7551_12-S002_c/Vang | 7551_12L4L2L2-TX_b/Vang | 7551_12L4L2R1-TX_b/Vang | 7551_12L4L2_1_b/Vang | 7551_12L4_1_a/Vang | 7551_12L4_1_b/Vang | 7551_12L4_1_c/Vang | 7551_12L5-TX_a/Vang | 7551_12L5-TX_b/Vang | 7551_12L5-TX_c/Vang | 7551_12L6-TX_a/Vang | 7551_12L6-TX_b/Vang | 7551_12L6-TX_c/Vang | 7551_12_1_a/Vang | 7551_12_1_b/Vang | 7551_12_1_c/Vang | 7551_13-TX_a/Vang | 7551_13-TX_b/Vang | 7551_13-TX_c/Vang | 7551_16-S005_a/Vang | 7551_16-S005_b/Vang | 7551_16-S005_c/Vang | 7551_16L1-TX_a/Vang | 7551_16L1-TX_b/Vang | 7551_16L1-TX_c/Vang | 7551_16L4R1-TX_a/Vang | 7551_16L4R1-TX_b/Vang | 7551_16L4R1-TX_c/Vang | 7551_16L4R3-TX_a/Vang | 7551_16L4R3-TX_b/Vang | 7551_16L4R3-TX_c/Vang | 7551_16L4_1_a/Vang | 7551_16L4_1_b/Vang | 7551_16L4_1_c/Vang | 7551_16L5-S006_a/Vang | 7551_16L6-TX_a/Vang | 7551_16R1_1_b/Vang | 7551_17_1_a/Vang | 7551_17_1_b/Vang | 7551_17_1_c/Vang | 7551_1_1_a/Vang | 7551_1_1_b/Vang | 7551_1_1_c/Vang | 7551_20AR2_1_a/Vang | 7551_20AR2_1_b/Vang | 7551_20AR2_1_c/Vang | 7551_20A_1_a/Vang | 7551_20A_1_b/Vang | 7551_20A_1_c/Vang | 7551_24L1-S072_a/Vang | 7551_24L1-S072_b/Vang | 7551_24L1-S072_c/Vang | 7551_24L12R1_2_a/Vang | 7551_24L12R1_2_b/Vang | 7551_24L12R1_2_c/Vang | 7551_24L12R2-TX_b/Vang | 7551_24L12_1_a/Vang | 7551_24L12_1_b/Vang | 7551_24L12_1_c/Vang | 7551_24L15L1A-TX_a/Vang | 7551_24L15L1A-TX_b/Vang | 7551_24L15L1A-TX_c/Vang | 7551_24L15L3-TX_a/Vang | 7551_24L15L3-TX_b/Vang | 7551_24L15L3-TX_c/Vang | 7551_24L15L5_1_c/Vang | 7551_24L15L5_2_a/Vang | 7551_24L15L5_2_b/Vang | 7551_24L15L5_2_c/Vang | 7551_24L15_1_a/Vang | 7551_24L15_1_b/Vang | 7551_24L15_1_c/Vang | 7551_24L16-S026_a/Vang | 7551_24L18-S016_a/Vang | 7551_24L18_1_a/Vang | 7551_24L19-TX_a/Vang | 7551_24L2-TX_a/Vang | 7551_24L2-TX_b/Vang | 7551_24L2-TX_c/Vang | 7551_24L4R1-TX_c/Vang | 7551_24L4R4L3-TX_c/Vang | 7551_24L4R4_1_c/Vang | 7551_24L4R4_2_c/Vang | 7551_24L4_1_a/Vang | 7551_24L4_1_b/Vang | 7551_24L4_1_c/Vang | 7551_24L5-S010_c/Vang | 7551_24L7-TX_a/Vang | 7551_24L7-TX_b/Vang | 7551_24L7-TX_c/Vang | 7551_24L8-TX_a/Vang | 7551_24L8-TX_b/Vang | 7551_24L8-TX_c/Vang | 7551_24R1-S007_c/Vang | 7551_25_1_a/Vang | 7551_25_1_b/Vang | 7551_25_1_c/Vang | 7551_29R2_1_a/Vang | 7551_29R2_1_b/Vang | 7551_29R2_1_c/Vang | 7551_29R5_1_a/Vang | 7551_29R5_1_b/Vang | 7551_29R5_1_c/Vang | 7551_2AR1R2-TX_a/Vang | 7551_2AR1R2-TX_b/Vang | 7551_2AR1R2-TX_c/Vang | 7551_2AR1_2_a/Vang | 7551_2AR1_2_b/Vang | 7551_2AR1_2_c/Vang | 7551_30_1_a/Vang | 7551_30_1_b/Vang | 7551_30_1_c/Vang | 7551_31-TX_a/Vang | 7551_31-TX_b/Vang | 7551_31-TX_c/Vang | 7551_34-S008_c/Vang | 7551_34L1L1-TX_c/Vang | 7551_34L1_1_c/Vang | 7551_34R2_1_a/Vang | 7551_34R3-TX_a/Vang | 7551_35L3-TX_c/Vang | 7551_35L4-TX_c/Vang | 7551_35L7-TX_c/Vang | 7551_35_1_a/Vang | 7551_35_1_b/Vang | 7551_35_1_c/Vang | 7551_40L12-TX_b/Vang | 7551_40L14-TX_b/Vang | 7551_40L1_1_b/Vang | 7551_40L3-S018_b/Vang | 7551_40L5-TX_b/Vang | 7551_40L8-TX_b/Vang | 7551_40L9-TX_b/Vang | 7551_8_1_a/Vang | 7551_8_1_b/Vang | 7551_8_1_c/Vang | 7551_9-TX_a/Vang | 7551_9-TX_b/Vang | 7551_9-TX_c/Vang | 7551_PM_17R1L1_J0_a/Vang | 7551_PM_17R1L1_J0_b/Vang | 7551_PM_17R1L1_J0_c/Vang | 7551_PM_17R3L2_J0_a/Vang | 7551_PM_17R3L2_J0_b/Vang | 7551_PM_17R3L2_J0_c/Vang | 7551_PM_17R3R3_J0_a/Vang | 7551_PM_17R3R3_J0_b/Vang | 7551_PM_17R3R3_J0_c/Vang | 7551_PM_24L11R2_J0_a/Vang | 7551_PM_24L12R1R1_J0_a/Vang | 7551_PM_24L12R1R1_J0_b/Vang | 7551_PM_24L12R1R1_J0_c/Vang | 7551_PM_29R5R3_2_a/Vang | 7551_PM_29R5R3_2_b/Vang | 7551_PM_29R5R3_2_c/Vang | 7551_PM_2AR4L1_J0_a/Vang | 7551_PM_2AR4L1_J0_b/Vang | 7551_PM_2AR4L1_J0_c/Vang | 7551_PM_40L1L1R1_J0_b/Vang | 7551_PM_4L1_J0_a/Vang | 7551_PM_4L1_J0_b/Vang | 7551_PM_4L1_J0_c/Vang
outgoing | I_abs
outgoing | I_ang
outgoing | PQ_ld | LD_6100B004-136/P1 | LD_6100B004-136/Q1 | LD_6100B004-139/P1 | LD_6100B004-139/Q1 | LD_6100B004-143/P1 | LD_6100B004-143/Q1 | LD_7537_17L6R3_2/P1 | LD_7537_17L6R3_2/Q1 | LD_7537_17L6R4_1/P1 | LD_7537_17L6R4_1/Q1 | LD_7537_20L5-TX/P1 | LD_7537_20L5-TX/Q1 | LD_7537_20L6-TX/P1 | LD_7537_20L6-TX/Q1 | LD_7537_20L6-TX/P2 | LD_7537_20L6-TX/Q2 | LD_7537_20L6-TX/P3 | LD_7537_20L6-TX/Q3 | LD_7537_20L7_1/P1 | LD_7537_20L7_1/Q1 | LD_7537_20L7_1/P2 | LD_7537_20L7_1/Q2 | LD_7537_20L7_1/P3 | LD_7537_20L7_1/Q3 | LD_7537_20L9_1/P1 | LD_7537_20L9_1/Q1 | LD_7537_20L9_1/P2 | LD_7537_20L9_1/Q2 | LD_7537_20L9_1/P3 | LD_7537_20L9_1/Q3 | LD_7537_PM_20L9R1_J0/P1 | LD_7537_PM_20L9R1_J0/Q1 | LD_7551_12-S002/P1 | LD_7551_12-S002/Q1 | LD_7551_12-S002/P2 | LD_7551_12-S002/Q2 | LD_7551_12-S002/P3 | LD_7551_12-S002/Q3 | LD_7551_12L4L2L2-TX/P1 | LD_7551_12L4L2L2-TX/Q1 | LD_7551_12L4L2R1-TX/P1 | LD_7551_12L4L2R1-TX/Q1 | LD_7551_12L4L2_1/P1 | LD_7551_12L4L2_1/Q1 | LD_7551_12L4_1/P1 | LD_7551_12L4_1/Q1 | LD_7551_12L4_1/P2 | LD_7551_12L4_1/Q2 | LD_7551_12L4_1/P3 | LD_7551_12L4_1/Q3 | LD_7551_12L5-TX/P1 | LD_7551_12L5-TX/Q1 | LD_7551_12L6-TX/P1 | LD_7551_12L6-TX/Q1 | LD_7551_12_1/P1 | LD_7551_12_1/Q1 | LD_7551_16-S005/P1 | LD_7551_16-S005/Q1 | LD_7551_16L1-TX/P1 | LD_7551_16L1-TX/Q1 | LD_7551_16L4R1-TX/P1 | LD_7551_16L4R1-TX/Q1 | LD_7551_16L4R1-TX/P2 | LD_7551_16L4R1-TX/Q2 | LD_7551_16L4R1-TX/P3 | LD_7551_16L4R1-TX/Q3 | LD_7551_16L4R3-TX/P1 | LD_7551_16L4R3-TX/Q1 | LD_7551_16L4_1/P1 | LD_7551_16L4_1/Q1 | LD_7551_16L4_1/P2 | LD_7551_16L4_1/Q2 | LD_7551_16L4_1/P3 | LD_7551_16L4_1/Q3 | LD_7551_16L5-S006/P1 | LD_7551_16L5-S006/Q1 | LD_7551_16L6-TX/P1 | LD_7551_16L6-TX/Q1 | LD_7551_16R1_1/P1 | LD_7551_16R1_1/Q1 | LD_7551_17_1/P1 | LD_7551_17_1/Q1 | LD_7551_17_1/P2 | LD_7551_17_1/Q2 | LD_7551_17_1/P3 | LD_7551_17_1/Q3 | LD_7551_1_1/P1 | LD_7551_1_1/Q1 | LD_7551_20AR2_1/P1 | LD_7551_20AR2_1/Q1 | LD_7551_20A_1/P1 | LD_7551_20A_1/Q1 | LD_7551_24L1-S072/P1 | LD_7551_24L1-S072/Q1 | LD_7551_24L12R1_2/P1 | LD_7551_24L12R1_2/Q1 | LD_7551_24L12R2-TX/P1 | LD_7551_24L12R2-TX/Q1 | LD_7551_24L12_1/P1 | LD_7551_24L12_1/Q1 | LD_7551_24L12_1/P2 | LD_7551_24L12_1/Q2 | LD_7551_24L12_1/P3 | LD_7551_24L12_1/Q3 | LD_7551_24L15L1A-TX/P1 | LD_7551_24L15L1A-TX/Q1 | LD_7551_24L15L1A-TX/P2 | LD_7551_24L15L1A-TX/Q2 | LD_7551_24L15L1A-TX/P3 | LD_7551_24L15L1A-TX/Q3 | LD_7551_24L15L3-TX/P1 | LD_7551_24L15L3-TX/Q1 | LD_7551_24L15L3-TX/P2 | LD_7551_24L15L3-TX/Q2 | LD_7551_24L15L3-TX/P3 | LD_7551_24L15L3-TX/Q3 | LD_7551_24L15L5_1/P1 | LD_7551_24L15L5_1/Q1 | LD_7551_24L15L5_2/P1 | LD_7551_24L15L5_2/Q1 | LD_7551_24L15L5_2/P2 | LD_7551_24L15L5_2/Q2 | LD_7551_24L15L5_2/P3 | LD_7551_24L15L5_2/Q3 | LD_7551_24L15_1/P1 | LD_7551_24L15_1/Q1 | LD_7551_24L15_1/P2 | LD_7551_24L15_1/Q2 | LD_7551_24L15_1/P3 | LD_7551_24L15_1/Q3 | LD_7551_24L16-S026/P1 | LD_7551_24L16-S026/Q1 | LD_7551_24L18-S016/P1 | LD_7551_24L18-S016/Q1 | LD_7551_24L18_1/P1 | LD_7551_24L18_1/Q1 | LD_7551_24L19-TX/P1 | LD_7551_24L19-TX/Q1 | LD_7551_24L2-TX/P1 | LD_7551_24L2-TX/Q1 | LD_7551_24L2-TX/P2 | LD_7551_24L2-TX/Q2 | LD_7551_24L2-TX/P3 | LD_7551_24L2-TX/Q3 | LD_7551_24L4R1-TX/P1 | LD_7551_24L4R1-TX/Q1 | LD_7551_24L4R4L3-TX/P1 | LD_7551_24L4R4L3-TX/Q1 | LD_7551_24L4R4_1/P1 | LD_7551_24L4R4_1/Q1 | LD_7551_24L4R4_2/P1 | LD_7551_24L4R4_2/Q1 | LD_7551_24L4_1/P1 | LD_7551_24L4_1/Q1 | LD_7551_24L4_1/P2 | LD_7551_24L4_1/Q2 | LD_7551_24L4_1/P3 | LD_7551_24L4_1/Q3 | LD_7551_24L5-S010/P1 | LD_7551_24L5-S010/Q1 | LD_7551_24L7-TX/P1 | LD_7551_24L7-TX/Q1 | LD_7551_24L7-TX/P2 | LD_7551_24L7-TX/Q2 | LD_7551_24L7-TX/P3 | LD_7551_24L7-TX/Q3 | LD_7551_24L8-TX/P1 | LD_7551_24L8-TX/Q1 | LD_7551_24L8-TX/P2 | LD_7551_24L8-TX/Q2 | LD_7551_24L8-TX/P3 | LD_7551_24L8-TX/Q3 | LD_7551_24R1-S007/P1 | LD_7551_24R1-S007/Q1 | LD_7551_25_1/P1 | LD_7551_25_1/Q1 | LD_7551_25_1/P2 | LD_7551_25_1/Q2 | LD_7551_25_1/P3 | LD_7551_25_1/Q3 | LD_7551_29R2_1/P1 | LD_7551_29R2_1/Q1 | LD_7551_29R2_1/P2 | LD_7551_29R2_1/Q2 | LD_7551_29R2_1/P3 | LD_7551_29R2_1/Q3 | LD_7551_29R5_1/P1 | LD_7551_29R5_1/Q1 | LD_7551_29R5_1/P2 | LD_7551_29R5_1/Q2 | LD_7551_29R5_1/P3 | LD_7551_29R5_1/Q3 | LD_7551_2AR1R2-TX/P1 | LD_7551_2AR1R2-TX/Q1 | LD_7551_2AR1_2/P1 | LD_7551_2AR1_2/Q1 | LD_7551_2AR1_2/P2 | LD_7551_2AR1_2/Q2 | LD_7551_2AR1_2/P3 | LD_7551_2AR1_2/Q3 | LD_7551_30_1/P1 | LD_7551_30_1/Q1 | LD_7551_30_1/P2 | LD_7551_30_1/Q2 | LD_7551_30_1/P3 | LD_7551_30_1/Q3 | LD_7551_31-TX/P1 | LD_7551_31-TX/Q1 | LD_7551_31-TX/P2 | LD_7551_31-TX/Q2 | LD_7551_31-TX/P3 | LD_7551_31-TX/Q3 | LD_7551_34-S008/P1 | LD_7551_34-S008/Q1 | LD_7551_34L1L1-TX/P1 | LD_7551_34L1L1-TX/Q1 | LD_7551_34L1_1/P1 | LD_7551_34L1_1/Q1 | LD_7551_34R2_1/P1 | LD_7551_34R2_1/Q1 | LD_7551_34R3-TX/P1 | LD_7551_34R3-TX/Q1 | LD_7551_35L3-TX/P1 | LD_7551_35L3-TX/Q1 | LD_7551_35L4-TX/P1 | LD_7551_35L4-TX/Q1 | LD_7551_35L7-TX/P1 | LD_7551_35L7-TX/Q1 | LD_7551_35_1/P1 | LD_7551_35_1/Q1 | LD_7551_35_1/P2 | LD_7551_35_1/Q2 | LD_7551_35_1/P3 | LD_7551_35_1/Q3 | LD_7551_40L12-TX/P1 | LD_7551_40L12-TX/Q1 | LD_7551_40L14-TX/P1 | LD_7551_40L14-TX/Q1 | LD_7551_40L1_1/P1 | LD_7551_40L1_1/Q1 | LD_7551_40L3-S018/P1 | LD_7551_40L3-S018/Q1 | LD_7551_40L5-TX/P1 | LD_7551_40L5-TX/Q1 | LD_7551_40L8-TX/P1 | LD_7551_40L8-TX/Q1 | LD_7551_40L9-TX/P1 | LD_7551_40L9-TX/Q1 | LD_7551_8_1/P1 | LD_7551_8_1/Q1 | LD_7551_8_1/P2 | LD_7551_8_1/Q2 | LD_7551_8_1/P3 | LD_7551_8_1/Q3 | LD_7551_9-TX/P1 | LD_7551_9-TX/Q1 | LD_7551_PM_17R1L1_J0/P1 | LD_7551_PM_17R1L1_J0/Q1 | LD_7551_PM_17R3L2_J0/P1 | LD_7551_PM_17R3L2_J0/Q1 | LD_7551_PM_17R3R3_J0/P1 | LD_7551_PM_17R3R3_J0/Q1 | LD_7551_PM_24L11R2_J0/P1 | LD_7551_PM_24L11R2_J0/Q1 | LD_7551_PM_24L12R1R1_J0/P1 | LD_7551_PM_24L12R1R1_J0/Q1 | LD_7551_PM_29R5R3_2/P1 | LD_7551_PM_29R5R3_2/Q1 | LD_7551_PM_2AR4L1_J0/P1 | LD_7551_PM_2AR4L1_J0/Q1 | LD_7551_PM_40L1L1R1_J0/P1 | LD_7551_PM_40L1L1R1_J0/Q1 | LD_7551_PM_4L1_J0/P1 | LD_7551_PM_4L1_J0/Q1
incoming | Trans_tap | TR1_6100_25_6100SBP32988/tap_1 | TR1_6100_25_6100SBP32988/tap_2 | TR1_6100_25_6100SBP32988/tap_3
incoming | PQ_ld | LD_6100B004-136/P1 | LD_6100B004-136/Q1 | LD_6100B004-139/P1 | LD_6100B004-139/Q1 | LD_6100B004-143/P1 | LD_6100B004-143/Q1 | LD_7537_17L6R3_2/P1 | LD_7537_17L6R3_2/Q1 | LD_7537_17L6R4_1/P1 | LD_7537_17L6R4_1/Q1 | LD_7537_20L5-TX/P1 | LD_7537_20L5-TX/Q1 | LD_7537_20L6-TX/P1 | LD_7537_20L6-TX/Q1 | LD_7537_20L6-TX/P2 | LD_7537_20L6-TX/Q2 | LD_7537_20L6-TX/P3 | LD_7537_20L6-TX/Q3 | LD_7537_20L7_1/P1 | LD_7537_20L7_1/Q1 | LD_7537_20L7_1/P2 | LD_7537_20L7_1/Q2 | LD_7537_20L7_1/P3 | LD_7537_20L7_1/Q3 | LD_7537_20L9_1/P1 | LD_7537_20L9_1/Q1 | LD_7537_20L9_1/P2 | LD_7537_20L9_1/Q2 | LD_7537_20L9_1/P3 | LD_7537_20L9_1/Q3 | LD_7537_PM_20L9R1_J0/P1 | LD_7537_PM_20L9R1_J0/Q1 | LD_7551_12-S002/P1 | LD_7551_12-S002/Q1 | LD_7551_12-S002/P2 | LD_7551_12-S002/Q2 | LD_7551_12-S002/P3 | LD_7551_12-S002/Q3 | LD_7551_12L4L2L2-TX/P1 | LD_7551_12L4L2L2-TX/Q1 | LD_7551_12L4L2R1-TX/P1 | LD_7551_12L4L2R1-TX/Q1 | LD_7551_12L4L2_1/P1 | LD_7551_12L4L2_1/Q1 | LD_7551_12L4_1/P1 | LD_7551_12L4_1/Q1 | LD_7551_12L4_1/P2 | LD_7551_12L4_1/Q2 | LD_7551_12L4_1/P3 | LD_7551_12L4_1/Q3 | LD_7551_12L5-TX/P1 | LD_7551_12L5-TX/Q1 | LD_7551_12L6-TX/P1 | LD_7551_12L6-TX/Q1 | LD_7551_12_1/P1 | LD_7551_12_1/Q1 | LD_7551_16-S005/P1 | LD_7551_16-S005/Q1 | LD_7551_16L1-TX/P1 | LD_7551_16L1-TX/Q1 | LD_7551_16L4R1-TX/P1 | LD_7551_16L4R1-TX/Q1 | LD_7551_16L4R1-TX/P2 | LD_7551_16L4R1-TX/Q2 | LD_7551_16L4R1-TX/P3 | LD_7551_16L4R1-TX/Q3 | LD_7551_16L4R3-TX/P1 | LD_7551_16L4R3-TX/Q1 | LD_7551_16L4_1/P1 | LD_7551_16L4_1/Q1 | LD_7551_16L4_1/P2 | LD_7551_16L4_1/Q2 | LD_7551_16L4_1/P3 | LD_7551_16L4_1/Q3 | LD_7551_16L5-S006/P1 | LD_7551_16L5-S006/Q1 | LD_7551_16L6-TX/P1 | LD_7551_16L6-TX/Q1 | LD_7551_16R1_1/P1 | LD_7551_16R1_1/Q1 | LD_7551_17_1/P1 | LD_7551_17_1/Q1 | LD_7551_17_1/P2 | LD_7551_17_1/Q2 | LD_7551_17_1/P3 | LD_7551_17_1/Q3 | LD_7551_1_1/P1 | LD_7551_1_1/Q1 | LD_7551_20AR2_1/P1 | LD_7551_20AR2_1/Q1 | LD_7551_20A_1/P1 | LD_7551_20A_1/Q1 | LD_7551_24L1-S072/P1 | LD_7551_24L1-S072/Q1 | LD_7551_24L12R1_2/P1 | LD_7551_24L12R1_2/Q1 | LD_7551_24L12R2-TX/P1 | LD_7551_24L12R2-TX/Q1 | LD_7551_24L12_1/P1 | LD_7551_24L12_1/Q1 | LD_7551_24L12_1/P2 | LD_7551_24L12_1/Q2 | LD_7551_24L12_1/P3 | LD_7551_24L12_1/Q3 | LD_7551_24L15L1A-TX/P1 | LD_7551_24L15L1A-TX/Q1 | LD_7551_24L15L1A-TX/P2 | LD_7551_24L15L1A-TX/Q2 | LD_7551_24L15L1A-TX/P3 | LD_7551_24L15L1A-TX/Q3 | LD_7551_24L15L3-TX/P1 | LD_7551_24L15L3-TX/Q1 | LD_7551_24L15L3-TX/P2 | LD_7551_24L15L3-TX/Q2 | LD_7551_24L15L3-TX/P3 | LD_7551_24L15L3-TX/Q3 | LD_7551_24L15L5_1/P1 | LD_7551_24L15L5_1/Q1 | LD_7551_24L15L5_2/P1 | LD_7551_24L15L5_2/Q1 | LD_7551_24L15L5_2/P2 | LD_7551_24L15L5_2/Q2 | LD_7551_24L15L5_2/P3 | LD_7551_24L15L5_2/Q3 | LD_7551_24L15_1/P1 | LD_7551_24L15_1/Q1 | LD_7551_24L15_1/P2 | LD_7551_24L15_1/Q2 | LD_7551_24L15_1/P3 | LD_7551_24L15_1/Q3 | LD_7551_24L16-S026/P1 | LD_7551_24L16-S026/Q1 | LD_7551_24L18-S016/P1 | LD_7551_24L18-S016/Q1 | LD_7551_24L18_1/P1 | LD_7551_24L18_1/Q1 | LD_7551_24L19-TX/P1 | LD_7551_24L19-TX/Q1 | LD_7551_24L2-TX/P1 | LD_7551_24L2-TX/Q1 | LD_7551_24L2-TX/P2 | LD_7551_24L2-TX/Q2 | LD_7551_24L2-TX/P3 | LD_7551_24L2-TX/Q3 | LD_7551_24L4R1-TX/P1 | LD_7551_24L4R1-TX/Q1 | LD_7551_24L4R4L3-TX/P1 | LD_7551_24L4R4L3-TX/Q1 | LD_7551_24L4R4_1/P1 | LD_7551_24L4R4_1/Q1 | LD_7551_24L4R4_2/P1 | LD_7551_24L4R4_2/Q1 | LD_7551_24L4_1/P1 | LD_7551_24L4_1/Q1 | LD_7551_24L4_1/P2 | LD_7551_24L4_1/Q2 | LD_7551_24L4_1/P3 | LD_7551_24L4_1/Q3 | LD_7551_24L5-S010/P1 | LD_7551_24L5-S010/Q1 | LD_7551_24L7-TX/P1 | LD_7551_24L7-TX/Q1 | LD_7551_24L7-TX/P2 | LD_7551_24L7-TX/Q2 | LD_7551_24L7-TX/P3 | LD_7551_24L7-TX/Q3 | LD_7551_24L8-TX/P1 | LD_7551_24L8-TX/Q1 | LD_7551_24L8-TX/P2 | LD_7551_24L8-TX/Q2 | LD_7551_24L8-TX/P3 | LD_7551_24L8-TX/Q3 | LD_7551_24R1-S007/P1 | LD_7551_24R1-S007/Q1 | LD_7551_25_1/P1 | LD_7551_25_1/Q1 | LD_7551_25_1/P2 | LD_7551_25_1/Q2 | LD_7551_25_1/P3 | LD_7551_25_1/Q3 | LD_7551_29R2_1/P1 | LD_7551_29R2_1/Q1 | LD_7551_29R2_1/P2 | LD_7551_29R2_1/Q2 | LD_7551_29R2_1/P3 | LD_7551_29R2_1/Q3 | LD_7551_29R5_1/P1 | LD_7551_29R5_1/Q1 | LD_7551_29R5_1/P2 | LD_7551_29R5_1/Q2 | LD_7551_29R5_1/P3 | LD_7551_29R5_1/Q3 | LD_7551_2AR1R2-TX/P1 | LD_7551_2AR1R2-TX/Q1 | LD_7551_2AR1_2/P1 | LD_7551_2AR1_2/Q1 | LD_7551_2AR1_2/P2 | LD_7551_2AR1_2/Q2 | LD_7551_2AR1_2/P3 | LD_7551_2AR1_2/Q3 | LD_7551_30_1/P1 | LD_7551_30_1/Q1 | LD_7551_30_1/P2 | LD_7551_30_1/Q2 | LD_7551_30_1/P3 | LD_7551_30_1/Q3 | LD_7551_31-TX/P1 | LD_7551_31-TX/Q1 | LD_7551_31-TX/P2 | LD_7551_31-TX/Q2 | LD_7551_31-TX/P3 | LD_7551_31-TX/Q3 | LD_7551_34-S008/P1 | LD_7551_34-S008/Q1 | LD_7551_34L1L1-TX/P1 | LD_7551_34L1L1-TX/Q1 | LD_7551_34L1_1/P1 | LD_7551_34L1_1/Q1 | LD_7551_34R2_1/P1 | LD_7551_34R2_1/Q1 | LD_7551_34R3-TX/P1 | LD_7551_34R3-TX/Q1 | LD_7551_35L3-TX/P1 | LD_7551_35L3-TX/Q1 | LD_7551_35L4-TX/P1 | LD_7551_35L4-TX/Q1 | LD_7551_35L7-TX/P1 | LD_7551_35L7-TX/Q1 | LD_7551_35_1/P1 | LD_7551_35_1/Q1 | LD_7551_35_1/P2 | LD_7551_35_1/Q2 | LD_7551_35_1/P3 | LD_7551_35_1/Q3 | LD_7551_40L12-TX/P1 | LD_7551_40L12-TX/Q1 | LD_7551_40L14-TX/P1 | LD_7551_40L14-TX/Q1 | LD_7551_40L1_1/P1 | LD_7551_40L1_1/Q1 | LD_7551_40L3-S018/P1 | LD_7551_40L3-S018/Q1 | LD_7551_40L5-TX/P1 | LD_7551_40L5-TX/Q1 | LD_7551_40L8-TX/P1 | LD_7551_40L8-TX/Q1 | LD_7551_40L9-TX/P1 | LD_7551_40L9-TX/Q1 | LD_7551_8_1/P1 | LD_7551_8_1/Q1 | LD_7551_8_1/P2 | LD_7551_8_1/Q2 | LD_7551_8_1/P3 | LD_7551_8_1/Q3 | LD_7551_9-TX/P1 | LD_7551_9-TX/Q1 | LD_7551_PM_17R1L1_J0/P1 | LD_7551_PM_17R1L1_J0/Q1 | LD_7551_PM_17R3L2_J0/P1 | LD_7551_PM_17R3L2_J0/Q1 | LD_7551_PM_17R3R3_J0/P1 | LD_7551_PM_17R3R3_J0/Q1 | LD_7551_PM_24L11R2_J0/P1 | LD_7551_PM_24L11R2_J0/Q1 | LD_7551_PM_24L12R1R1_J0/P1 | LD_7551_PM_24L12R1R1_J0/Q1 | LD_7551_PM_29R5R3_2/P1 | LD_7551_PM_29R5R3_2/Q1 | LD_7551_PM_2AR4L1_J0/P1 | LD_7551_PM_2AR4L1_J0/Q1 | LD_7551_PM_40L1L1R1_J0/P1 | LD_7551_PM_40L1L1R1_J0/Q1 | LD_7551_PM_4L1_J0/P1 | LD_7551_PM_4L1_J0/Q1

## Bus
Bus | Base Voltage (V) | Initial Vmag | Unit | Angle | Type
6100-14_a | 7199.558 | 7199.558 | V | 0 | PQ
6100-14_b | 7199.558 | 7199.558 | V | -120 | PQ
6100-14_c | 7199.558 | 7199.558 | V | 120 | PQ
6100-24_a | 7199.558 | 7199.558 | V | 0 | PQ
6100-24_b | 7199.558 | 7199.558 | V | -120 | PQ
6100-24_c | 7199.558 | 7199.558 | V | 120 | PQ
6100-26_a | 7199.558 | 7199.558 | V | 0 | PQ
6100-26_b | 7199.558 | 7199.558 | V | -120 | PQ
6100-26_c | 7199.558 | 7199.558 | V | 120 | PQ
6100-27_a | 7199.558 | 7199.558 | V | 0 | PQ
6100-27_b | 7199.558 | 7199.558 | V | -120 | PQ
6100-27_c | 7199.558 | 7199.558 | V | 120 | PQ
6100B004-136_a | 7199.558 | 7199.558 | V | 0 | PQ
6100B004-136_b | 7199.558 | 7199.558 | V | -120 | PQ
6100B004-136_c | 7199.558 | 7199.558 | V | 120 | PQ
6100B004-137_a | 7199.558 | 7199.558 | V | 0 | PQ
6100B004-137_b | 7199.558 | 7199.558 | V | -120 | PQ
6100B004-137_c | 7199.558 | 7199.558 | V | 120 | PQ
6100B004-138_c | 7199.558 | 7199.558 | V | 120 | PQ
6100B004-139_c | 7199.558 | 7199.558 | V | 120 | PQ
6100B004-140_c | 7199.558 | 7199.558 | V | 120 | PQ
6100B004-141_b | 7199.558 | 7199.558 | V | -120 | PQ
6100B004-142_a | 7199.558 | 7199.558 | V | 0 | PQ
6100B004-142_b | 7199.558 | 7199.558 | V | -120 | PQ
6100B004-142_c | 7199.558 | 7199.558 | V | 120 | PQ
6100B004-143_c | 7199.558 | 7199.558 | V | 120 | PQ
6100B004-144_a | 7199.558 | 7199.558 | V | 0 | PQ
6100B004-144_b | 7199.558 | 7199.558 | V | -120 | PQ
6100B004-144_c | 7199.558 | 7199.558 | V | 120 | PQ
6100B004-145_a | 7199.558 | 7199.558 | V | 0 | PQ
6100B004-145_b | 7199.558 | 7199.558 | V | -120 | PQ
6100B004-145_c | 7199.558 | 7199.558 | V | 120 | PQ
6100B004-147_a | 7199.558 | 7199.558 | V | 0 | PQ
6100B004-147_b | 7199.558 | 7199.558 | V | -120 | PQ
6100B004-147_c | 7199.558 | 7199.558 | V | 120 | PQ
6100B004-149_a | 7199.558 | 7199.558 | V | 0 | PQ
6100B004-149_b | 7199.558 | 7199.558 | V | -120 | PQ
6100B004-149_c | 7199.558 | 7199.558 | V | 120 | PQ
6100B004-152_a | 7199.558 | 7199.558 | V | 0 | PQ
6100B004-152_b | 7199.558 | 7199.558 | V | -120 | PQ
6100B004-152_c | 7199.558 | 7199.558 | V | 120 | PQ
6100B004-153_a | 7199.558 | 7199.558 | V | 0 | PQ
6100B004-153_b | 7199.558 | 7199.558 | V | -120 | PQ
6100B004-153_c | 7199.558 | 7199.558 | V | 120 | PQ
6100B004-158_a | 7199.558 | 7199.558 | V | 0 | PQ
6100B004-158_b | 7199.558 | 7199.558 | V | -120 | PQ
6100B004-158_c | 7199.558 | 7199.558 | V | 120 | PQ
6100B004-159_a | 7199.558 | 7199.558 | V | 0 | PQ
6100B004-159_b | 7199.558 | 7199.558 | V | -120 | PQ
6100B004-159_c | 7199.558 | 7199.558 | V | 120 | PQ
6100B004-160_a | 7199.558 | 7199.558 | V | 0 | PQ
6100B004-161_a | 7199.558 | 7199.558 | V | 0 | PQ
6100B004-161_b | 7199.558 | 7199.558 | V | -120 | PQ
6100B004-161_c | 7199.558 | 7199.558 | V | 120 | PQ
6100B004_1_1_a | 7199.558 | 7199.558 | V | 0 | PQ
6100B004_1_1_b | 7199.558 | 7199.558 | V | -120 | PQ
6100B004_1_1_c | 7199.558 | 7199.558 | V | 120 | PQ
6100SBP32988_a | 7199.558 | 7199.558 | V | 0 | PQ
6100SBP32988_b | 7199.558 | 7199.558 | V | -120 | PQ
6100SBP32988_c | 7199.558 | 7199.558 | V | 120 | PQ
6100_1_20_a | 7199.558 | 7199.558 | V | 0 | PQ
6100_1_20_b | 7199.558 | 7199.558 | V | -120 | PQ
6100_1_20_c | 7199.558 | 7199.558 | V | 120 | PQ
6100_1_21_a | 7199.558 | 7199.558 | V | 0 | PQ
6100_1_21_b | 7199.558 | 7199.558 | V | -120 | PQ
6100_1_21_c | 7199.558 | 7199.558 | V | 120 | PQ
6100_1_22_a | 7199.558 | 7199.558 | V | 0 | PQ
6100_1_22_b | 7199.558 | 7199.558 | V | -120 | PQ
6100_1_22_c | 7199.558 | 7199.558 | V | 120 | PQ
6100_1_23_a | 7199.558 | 7199.558 | V | 0 | PQ
6100_1_23_b | 7199.558 | 7199.558 | V | -120 | PQ
6100_1_23_c | 7199.558 | 7199.558 | V | 120 | PQ
6100_1_5_a | 7199.558 | 7199.558 | V | 0 | PQ
6100_1_5_b | 7199.558 | 7199.558 | V | -120 | PQ
6100_1_5_c | 7199.558 | 7199.558 | V | 120 | PQ
6100_1_6_a | 7199.558 | 7199.558 | V | 0 | PQ
6100_1_6_b | 7199.558 | 7199.558 | V | -120 | PQ
6100_1_6_c | 7199.558 | 7199.558 | V | 120 | PQ
6100_1_7_a | 7199.558 | 7199.558 | V | 0 | PQ
6100_1_7_b | 7199.558 | 7199.558 | V | -120 | PQ
6100_1_7_c | 7199.558 | 7199.558 | V | 120 | PQ
6100_1_9_a | 7199.558 | 7199.558 | V | 0 | PQ
6100_1_9_b | 7199.558 | 7199.558 | V | -120 | PQ
6100_1_9_c | 7199.558 | 7199.558 | V | 120 | PQ
6100_22_a | 7199.558 | 7199.558 | V | 0 | PQ
6100_22_b | 7199.558 | 7199.558 | V | -120 | PQ
6100_22_c | 7199.558 | 7199.558 | V | 120 | PQ
6100_23_a | 7199.558 | 7199.558 | V | 0 | PQ
6100_23_b | 7199.558 | 7199.558 | V | -120 | PQ
6100_23_c | 7199.558 | 7199.558 | V | 120 | PQ
6100_25_a | 7199.558 | 7199.558 | V | 0 | PQ
6100_25_b | 7199.558 | 7199.558 | V | -120 | PQ
6100_25_c | 7199.558 | 7199.558 | V | 120 | PQ
6100_29_a | 7199.558 | 7199.558 | V | 0 | PQ
6100_29_b | 7199.558 | 7199.558 | V | -120 | PQ
6100_29_c | 7199.558 | 7199.558 | V | 120 | PQ
6100_30_a | 7199.558 | 7199.558 | V | 0 | PQ
6100_30_b | 7199.558 | 7199.558 | V | -120 | PQ
6100_30_c | 7199.558 | 7199.558 | V | 120 | PQ
6100_31_a | 7199.558 | 7199.558 | V | 0 | PQ
6100_31_b | 7199.558 | 7199.558 | V | -120 | PQ
6100_31_c | 7199.558 | 7199.558 | V | 120 | PQ
6100_33505_a | 7199.558 | 7199.558 | V | 0 | PQ
6100_33505_b | 7199.558 | 7199.558 | V | -120 | PQ
6100_33505_c | 7199.558 | 7199.558 | V | 120 | PQ
6100_33506_a | 7199.558 | 7199.558 | V | 0 | PQ
6100_33506_b | 7199.558 | 7199.558 | V | -120 | PQ
6100_33506_c | 7199.558 | 7199.558 | V | 120 | PQ
6100_33507_a | 7199.558 | 7199.558 | V | 0 | PQ
6100_33507_b | 7199.558 | 7199.558 | V | -120 | PQ
6100_33507_c | 7199.558 | 7199.558 | V | 120 | PQ
6100_52623-B001_a | 7199.558 | 7199.558 | V | 0 | PQ
6100_52623-B001_b | 7199.558 | 7199.558 | V | -120 | PQ
6100_52623-B001_c | 7199.558 | 7199.558 | V | 120 | PQ
6100_SBJ_458310_J0_a | 7199.558 | 7199.558 | V | 0 | PQ
6100_SBJ_458310_J0_b | 7199.558 | 7199.558 | V | -120 | PQ
6100_SBJ_458310_J0_c | 7199.558 | 7199.558 | V | 120 | PQ
6100_SUB_52620-B006_a | 7199.558 | 7199.558 | V | 0 | SLACK
6100_SUB_52620-B006_b | 7199.558 | 7199.558 | V | -120 | SLACK
6100_SUB_52620-B006_c | 7199.558 | 7199.558 | V | 120 | SLACK
6100_SUB_52621-B005_a | 7199.558 | 7199.558 | V | 0 | PQ
6100_SUB_52621-B005_b | 7199.558 | 7199.558 | V | -120 | PQ
6100_SUB_52621-B005_c | 7199.558 | 7199.558 | V | 120 | PQ
6100_SUB_52622-B004_a | 7199.558 | 7199.558 | V | 0 | PQ
6100_SUB_52622-B004_b | 7199.558 | 7199.558 | V | -120 | PQ
6100_SUB_52622-B004_c | 7199.558 | 7199.558 | V | 120 | PQ
7537_17L6R3-TX_a | 7199.558 | 7199.558 | V | 0 | PQ
7537_17L6R3-TX_b | 7199.558 | 7199.558 | V | -120 | PQ
7537_17L6R3-TX_c | 7199.558 | 7199.558 | V | 120 | PQ
7537_17L6R3_1_a | 7199.558 | 7199.558 | V | 0 | PQ
7537_17L6R3_1_b | 7199.558 | 7199.558 | V | -120 | PQ
7537_17L6R3_1_c | 7199.558 | 7199.558 | V | 120 | PQ
7537_17L6R3_2_a | 7199.558 | 7199.558 | V | 0 | PQ
7537_17L6R3_2_b | 7199.558 | 7199.558 | V | -120 | PQ
7537_17L6R3_2_c | 7199.558 | 7199.558 | V | 120 | PQ
7537_17L6R4_1_b | 7199.558 | 7199.558 | V | -120 | PQ
7537_20L10_1_a | 7199.558 | 7199.558 | V | 0 | PQ
7537_20L10_1_b | 7199.558 | 7199.558 | V | -120 | PQ
7537_20L10_1_c | 7199.558 | 7199.558 | V | 120 | PQ
7537_20L5-TX_a | 7199.558 | 7199.558 | V | 0 | PQ
7537_20L5-TX_b | 7199.558 | 7199.558 | V | -120 | PQ
7537_20L5-TX_c | 7199.558 | 7199.558 | V | 120 | PQ
7537_20L6-TX_a | 7199.558 | 7199.558 | V | 0 | PQ
7537_20L6-TX_b | 7199.558 | 7199.558 | V | -120 | PQ
7537_20L6-TX_c | 7199.558 | 7199.558 | V | 120 | PQ
7537_20L7_1_a | 7199.558 | 7199.558 | V | 0 | PQ
7537_20L7_1_b | 7199.558 | 7199.558 | V | -120 | PQ
7537_20L7_1_c | 7199.558 | 7199.558 | V | 120 | PQ
7537_20L8-TX_a | 7199.558 | 7199.558 | V | 0 | PQ
7537_20L8-TX_b | 7199.558 | 7199.558 | V | -120 | PQ
7537_20L8-TX_c | 7199.558 | 7199.558 | V | 120 | PQ
7537_20L9-S067_a | 7199.558 | 7199.558 | V | 0 | PQ
7537_20L9-S067_b | 7199.558 | 7199.558 | V | -120 | PQ
7537_20L9-S067_c | 7199.558 | 7199.558 | V | 120 | PQ
7537_20L9_1_a | 7199.558 | 7199.558 | V | 0 | PQ
7537_20L9_1_b | 7199.558 | 7199.558 | V | -120 | PQ
7537_20L9_1_c | 7199.558 | 7199.558 | V | 120 | PQ
7537_PM_20L9R1-TX_a | 7199.558 | 7199.558 | V | 0 | PQ
7537_PM_20L9R1-TX_b | 7199.558 | 7199.558 | V | -120 | PQ
7537_PM_20L9R1-TX_c | 7199.558 | 7199.558 | V | 120 | PQ
7537_PM_20L9R1_1_a | 7199.558 | 7199.558 | V | 0 | PQ
7537_PM_20L9R1_1_b | 7199.558 | 7199.558 | V | -120 | PQ
7537_PM_20L9R1_1_c | 7199.558 | 7199.558 | V | 120 | PQ
7537_PM_20L9R1_J0_a | 7199.558 | 7199.558 | V | 0 | PQ
7537_PM_20L9R1_J0_b | 7199.558 | 7199.558 | V | -120 | PQ
7537_PM_20L9R1_J0_c | 7199.558 | 7199.558 | V | 120 | PQ
7538_31_1_a | 7199.558 | 7199.558 | V | 0 | PQ
7538_31_1_b | 7199.558 | 7199.558 | V | -120 | PQ
7538_31_1_c | 7199.558 | 7199.558 | V | 120 | PQ
7551_1-S067_a | 7199.558 | 7199.558 | V | 0 | PQ
7551_1-S067_b | 7199.558 | 7199.558 | V | -120 | PQ
7551_1-S067_c | 7199.558 | 7199.558 | V | 120 | PQ
7551_11-TX_a | 7199.558 | 7199.558 | V | 0 | PQ
7551_11-TX_b | 7199.558 | 7199.558 | V | -120 | PQ
7551_11-TX_c | 7199.558 | 7199.558 | V | 120 | PQ
7551_12-S002_a | 7199.558 | 7199.558 | V | 0 | PQ
7551_12-S002_b | 7199.558 | 7199.558 | V | -120 | PQ
7551_12-S002_c | 7199.558 | 7199.558 | V | 120 | PQ
7551_12L2-TX_a | 7199.558 | 7199.558 | V | 0 | PQ
7551_12L2-TX_b | 7199.558 | 7199.558 | V | -120 | PQ
7551_12L2-TX_c | 7199.558 | 7199.558 | V | 120 | PQ
7551_12L4-S030_b | 7199.558 | 7199.558 | V | -120 | PQ
7551_12L4L2L2-TX_b | 7199.558 | 7199.558 | V | -120 | PQ
7551_12L4L2R1-TX_b | 7199.558 | 7199.558 | V | -120 | PQ
7551_12L4L2_1_b | 7199.558 | 7199.558 | V | -120 | PQ
7551_12L4_1_a | 7199.558 | 7199.558 | V | 0 | PQ
7551_12L4_1_b | 7199.558 | 7199.558 | V | -120 | PQ
7551_12L4_1_c | 7199.558 | 7199.558 | V | 120 | PQ
7551_12L5-TX_a | 7199.558 | 7199.558 | V | 0 | PQ
7551_12L5-TX_b | 7199.558 | 7199.558 | V | -120 | PQ
7551_12L5-TX_c | 7199.558 | 7199.558 | V | 120 | PQ
7551_12L6-TX_a | 7199.558 | 7199.558 | V | 0 | PQ
7551_12L6-TX_b | 7199.558 | 7199.558 | V | -120 | PQ
7551_12L6-TX_c | 7199.558 | 7199.558 | V | 120 | PQ
7551_12_1_a | 7199.558 | 7199.558 | V | 0 | PQ
7551_12_1_b | 7199.558 | 7199.558 | V | -120 | PQ
7551_12_1_c | 7199.558 | 7199.558 | V | 120 | PQ
7551_13-TX_a | 7199.558 | 7199.558 | V | 0 | PQ
7551_13-TX_b | 7199.558 | 7199.558 | V | -120 | PQ
7551_13-TX_c | 7199.558 | 7199.558 | V | 120 | PQ
7551_14_a | 7199.558 | 7199.558 | V | 0 | PQ
7551_14_b | 7199.558 | 7199.558 | V | -120 | PQ
7551_14_c | 7199.558 | 7199.558 | V | 120 | PQ
7551_16-S005_a | 7199.558 | 7199.558 | V | 0 | PQ
7551_16-S005_b | 7199.558 | 7199.558 | V | -120 | PQ
7551_16-S005_c | 7199.558 | 7199.558 | V | 120 | PQ
7551_16L1-TX_a | 7199.558 | 7199.558 | V | 0 | PQ
7551_16L1-TX_b | 7199.558 | 7199.558 | V | -120 | PQ
7551_16L1-TX_c | 7199.558 | 7199.558 | V | 120 | PQ
7551_16L3-TX_a | 7199.558 | 7199.558 | V | 0 | PQ
7551_16L3-TX_b | 7199.558 | 7199.558 | V | -120 | PQ
7551_16L3-TX_c | 7199.558 | 7199.558 | V | 120 | PQ
7551_16L4R1-TX_a | 7199.558 | 7199.558 | V | 0 | PQ
7551_16L4R1-TX_b | 7199.558 | 7199.558 | V | -120 | PQ
7551_16L4R1-TX_c | 7199.558 | 7199.558 | V | 120 | PQ
7551_16L4R3-TX_a | 7199.558 | 7199.558 | V | 0 | PQ
7551_16L4R3-TX_b | 7199.558 | 7199.558 | V | -120 | PQ
7551_16L4R3-TX_c | 7199.558 | 7199.558 | V | 120 | PQ
7551_16L4R4-TX_a | 7199.558 | 7199.558 | V | 0 | PQ
7551_16L4R4-TX_b | 7199.558 | 7199.558 | V | -120 | PQ
7551_16L4R4-TX_c | 7199.558 | 7199.558 | V | 120 | PQ
7551_16L4_1_a | 7199.558 | 7199.558 | V | 0 | PQ
7551_16L4_1_b | 7199.558 | 7199.558 | V | -120 | PQ
7551_16L4_1_c | 7199.558 | 7199.558 | V | 120 | PQ
7551_16L5-S006_a | 7199.558 | 7199.558 | V | 0 | PQ
7551_16L6-TX_a | 7199.558 | 7199.558 | V | 0 | PQ
7551_16R1-TX_b | 7199.558 | 7199.558 | V | -120 | PQ
7551_16R1_1_b | 7199.558 | 7199.558 | V | -120 | PQ
7551_16_1_a | 7199.558 | 7199.558 | V | 0 | PQ
7551_16_1_b | 7199.558 | 7199.558 | V | -120 | PQ
7551_16_1_c | 7199.558 | 7199.558 | V | 120 | PQ
7551_16_2_a | 7199.558 | 7199.558 | V | 0 | PQ
7551_16_2_b | 7199.558 | 7199.558 | V | -120 | PQ
7551_16_2_c | 7199.558 | 7199.558 | V | 120 | PQ
7551_17R1-S037_a | 7199.558 | 7199.558 | V | 0 | PQ
7551_17R1-S037_b | 7199.558 | 7199.558 | V | -120 | PQ
7551_17R1-S037_c | 7199.558 | 7199.558 | V | 120 | PQ
7551_17R1_1_a | 7199.558 | 7199.558 | V | 0 | PQ
7551_17R1_1_b | 7199.558 | 7199.558 | V | -120 | PQ
7551_17R1_1_c | 7199.558 | 7199.558 | V | 120 | PQ
7551_17R3L1-S057_a | 7199.558 | 7199.558 | V | 0 | PQ
7551_17R3L1-S057_b | 7199.558 | 7199.558 | V | -120 | PQ
7551_17R3L1-S057_c | 7199.558 | 7199.558 | V | 120 | PQ
7551_17R3R2-S058_a | 7199.558 | 7199.558 | V | 0 | PQ
7551_17R3R2-S058_b | 7199.558 | 7199.558 | V | -120 | PQ
7551_17R3R2-S058_c | 7199.558 | 7199.558 | V | 120 | PQ
7551_17R3_1_a | 7199.558 | 7199.558 | V | 0 | PQ
7551_17R3_1_b | 7199.558 | 7199.558 | V | -120 | PQ
7551_17R3_1_c | 7199.558 | 7199.558 | V | 120 | PQ
7551_17R3_2_a | 7199.558 | 7199.558 | V | 0 | PQ
7551_17R3_2_b | 7199.558 | 7199.558 | V | -120 | PQ
7551_17R3_2_c | 7199.558 | 7199.558 | V | 120 | PQ
7551_17_1_a | 7199.558 | 7199.558 | V | 0 | PQ
7551_17_1_b | 7199.558 | 7199.558 | V | -120 | PQ
7551_17_1_c | 7199.558 | 7199.558 | V | 120 | PQ
7551_1_1_a | 7199.558 | 7199.558 | V | 0 | PQ
7551_1_1_b | 7199.558 | 7199.558 | V | -120 | PQ
7551_1_1_c | 7199.558 | 7199.558 | V | 120 | PQ
7551_1_2_a | 7199.558 | 7199.558 | V | 0 | PQ
7551_1_2_b | 7199.558 | 7199.558 | V | -120 | PQ
7551_1_2_c | 7199.558 | 7199.558 | V | 120 | PQ
7551_2-TX_a | 7199.558 | 7199.558 | V | 0 | PQ
7551_2-TX_b | 7199.558 | 7199.558 | V | -120 | PQ
7551_2-TX_c | 7199.558 | 7199.558 | V | 120 | PQ
7551_20-TX_a | 7199.558 | 7199.558 | V | 0 | PQ
7551_20-TX_b | 7199.558 | 7199.558 | V | -120 | PQ
7551_20-TX_c | 7199.558 | 7199.558 | V | 120 | PQ
7551_20A-S061_a | 7199.558 | 7199.558 | V | 0 | PQ
7551_20A-S061_b | 7199.558 | 7199.558 | V | -120 | PQ
7551_20A-S061_c | 7199.558 | 7199.558 | V | 120 | PQ
7551_20AR2-TX_a | 7199.558 | 7199.558 | V | 0 | PQ
7551_20AR2-TX_b | 7199.558 | 7199.558 | V | -120 | PQ
7551_20AR2-TX_c | 7199.558 | 7199.558 | V | 120 | PQ
7551_20AR2_1_a | 7199.558 | 7199.558 | V | 0 | PQ
7551_20AR2_1_b | 7199.558 | 7199.558 | V | -120 | PQ
7551_20AR2_1_c | 7199.558 | 7199.558 | V | 120 | PQ
7551_20A_1_a | 7199.558 | 7199.558 | V | 0 | PQ
7551_20A_1_b | 7199.558 | 7199.558 | V | -120 | PQ
7551_20A_1_c | 7199.558 | 7199.558 | V | 120 | PQ
7551_21-TX_a | 7199.558 | 7199.558 | V | 0 | PQ
7551_21-TX_b | 7199.558 | 7199.558 | V | -120 | PQ
7551_21-TX_c | 7199.558 | 7199.558 | V | 120 | PQ
7551_24L1-S072_a | 7199.558 | 7199.558 | V | 0 | PQ
7551_24L1-S072_b | 7199.558 | 7199.558 | V | -120 | PQ
7551_24L1-S072_c | 7199.558 | 7199.558 | V | 120 | PQ
7551_24L11-S013_a | 7199.558 | 7199.558 | V | 0 | PQ
7551_24L11_1_a | 7199.558 | 7199.558 | V | 0 | PQ
7551_24L11_1_b | 7199.558 | 7199.558 | V | -120 | PQ
7551_24L11_1_c | 7199.558 | 7199.558 | V | 120 | PQ
7551_24L12-S068_a | 7199.558 | 7199.558 | V | 0 | PQ
7551_24L12-S068_b | 7199.558 | 7199.558 | V | -120 | PQ
7551_24L12-S068_c | 7199.558 | 7199.558 | V | 120 | PQ
7551_24L12R1-S069_a | 7199.558 | 7199.558 | V | 0 | PQ
7551_24L12R1-S069_b | 7199.558 | 7199.558 | V | -120 | PQ
7551_24L12R1-S069_c | 7199.558 | 7199.558 | V | 120 | PQ
7551_24L12R1_1_a | 7199.558 | 7199.558 | V | 0 | PQ
7551_24L12R1_1_b | 7199.558 | 7199.558 | V | -120 | PQ
7551_24L12R1_1_c | 7199.558 | 7199.558 | V | 120 | PQ
7551_24L12R1_2_a | 7199.558 | 7199.558 | V | 0 | PQ
7551_24L12R1_2_b | 7199.558 | 7199.558 | V | -120 | PQ
7551_24L12R1_2_c | 7199.558 | 7199.558 | V | 120 | PQ
7551_24L12R2-TX_b | 7199.558 | 7199.558 | V | -120 | PQ
7551_24L12_1_a | 7199.558 | 7199.558 | V | 0 | PQ
7551_24L12_1_b | 7199.558 | 7199.558 | V | -120 | PQ
7551_24L12_1_c | 7199.558 | 7199.558 | V | 120 | PQ
7551_24L13-S039_a | 7199.558 | 7199.558 | V | 0 | PQ
7551_24L13-S039_b | 7199.558 | 7199.558 | V | -120 | PQ
7551_24L13-S039_c | 7199.558 | 7199.558 | V | 120 | PQ
7551_24L13-TX_a | 7199.558 | 7199.558 | V | 0 | PQ
7551_24L13-TX_b | 7199.558 | 7199.558 | V | -120 | PQ
7551_24L13-TX_c | 7199.558 | 7199.558 | V | 120 | PQ
7551_24L15L1A-TX_a | 7199.558 | 7199.558 | V | 0 | PQ
7551_24L15L1A-TX_b | 7199.558 | 7199.558 | V | -120 | PQ
7551_24L15L1A-TX_c | 7199.558 | 7199.558 | V | 120 | PQ
7551_24L15L3-TX_a | 7199.558 | 7199.558 | V | 0 | PQ
7551_24L15L3-TX_b | 7199.558 | 7199.558 | V | -120 | PQ
7551_24L15L3-TX_c | 7199.558 | 7199.558 | V | 120 | PQ
7551_24L15L4-TX_a | 7199.558 | 7199.558 | V | 0 | PQ
7551_24L15L4-TX_b | 7199.558 | 7199.558 | V | -120 | PQ
7551_24L15L4-TX_c | 7199.558 | 7199.558 | V | 120 | PQ
7551_24L15L5-S027_c | 7199.558 | 7199.558 | V | 120 | PQ
7551_24L15L5_1_c | 7199.558 | 7199.558 | V | 120 | PQ
7551_24L15L5_2_a | 7199.558 | 7199.558 | V | 0 | PQ
7551_24L15L5_2_b | 7199.558 | 7199.558 | V | -120 | PQ
7551_24L15L5_2_c | 7199.558 | 7199.558 | V | 120 | PQ
7551_24L15L6-TX_a | 7199.558 | 7199.558 | V | 0 | PQ
7551_24L15L6-TX_b | 7199.558 | 7199.558 | V | -120 | PQ
7551_24L15L6-TX_c | 7199.558 | 7199.558 | V | 120 | PQ
7551_24L15L7_1_a | 7199.558 | 7199.558 | V | 0 | PQ
7551_24L15L7_1_b | 7199.558 | 7199.558 | V | -120 | PQ
7551_24L15L7_1_c | 7199.558 | 7199.558 | V | 120 | PQ
7551_24L15_1_a | 7199.558 | 7199.558 | V | 0 | PQ
7551_24L15_1_b | 7199.558 | 7199.558 | V | -120 | PQ
7551_24L15_1_c | 7199.558 | 7199.558 | V | 120 | PQ
7551_24L16-S026_a | 7199.558 | 7199.558 | V | 0 | PQ
7551_24L17-TX_a | 7199.558 | 7199.558 | V | 0 | PQ
7551_24L18-S016_a | 7199.558 | 7199.558 | V | 0 | PQ
7551_24L18_1_a | 7199.558 | 7199.558 | V | 0 | PQ
7551_24L19-TX_a | 7199.558 | 7199.558 | V | 0 | PQ
7551_24L2-TX_a | 7199.558 | 7199.558 | V | 0 | PQ
7551_24L2-TX_b | 7199.558 | 7199.558 | V | -120 | PQ
7551_24L2-TX_c | 7199.558 | 7199.558 | V | 120 | PQ
7551_24L3-TX_a | 7199.558 | 7199.558 | V | 0 | PQ
7551_24L3-TX_b | 7199.558 | 7199.558 | V | -120 | PQ
7551_24L3-TX_c | 7199.558 | 7199.558 | V | 120 | PQ
7551_24L4R1-TX_c | 7199.558 | 7199.558 | V | 120 | PQ
7551_24L4R4-TX_c | 7199.558 | 7199.558 | V | 120 | PQ
7551_24L4R4L3-TX_c | 7199.558 | 7199.558 | V | 120 | PQ
7551_24L4R4_1_c | 7199.558 | 7199.558 | V | 120 | PQ
7551_24L4R4_2_c | 7199.558 | 7199.558 | V | 120 | PQ
7551_24L4_1_a | 7199.558 | 7199.558 | V | 0 | PQ
7551_24L4_1_b | 7199.558 | 7199.558 | V | -120 | PQ
7551_24L4_1_c | 7199.558 | 7199.558 | V | 120 | PQ
7551_24L5-S010_c | 7199.558 | 7199.558 | V | 120 | PQ
7551_24L7-TX_a | 7199.558 | 7199.558 | V | 0 | PQ
7551_24L7-TX_b | 7199.558 | 7199.558 | V | -120 | PQ
7551_24L7-TX_c | 7199.558 | 7199.558 | V | 120 | PQ
7551_24L8-TX_a | 7199.558 | 7199.558 | V | 0 | PQ
7551_24L8-TX_b | 7199.558 | 7199.558 | V | -120 | PQ
7551_24L8-TX_c | 7199.558 | 7199.558 | V | 120 | PQ
7551_24L9-TX_a | 7199.558 | 7199.558 | V | 0 | PQ
7551_24L9-TX_b | 7199.558 | 7199.558 | V | -120 | PQ
7551_24L9-TX_c | 7199.558 | 7199.558 | V | 120 | PQ
7551_24R1-S007_c | 7199.558 | 7199.558 | V | 120 | PQ
7551_24R3-TX_c | 7199.558 | 7199.558 | V | 120 | PQ
7551_24_1_a | 7199.558 | 7199.558 | V | 0 | PQ
7551_24_1_b | 7199.558 | 7199.558 | V | -120 | PQ
7551_24_1_c | 7199.558 | 7199.558 | V | 120 | PQ
7551_24_2_a | 7199.558 | 7199.558 | V | 0 | PQ
7551_24_2_b | 7199.558 | 7199.558 | V | -120 | PQ
7551_24_2_c | 7199.558 | 7199.558 | V | 120 | PQ
7551_25R2-TX_a | 7199.558 | 7199.558 | V | 0 | PQ
7551_25R2-TX_b | 7199.558 | 7199.558 | V | -120 | PQ
7551_25R2-TX_c | 7199.558 | 7199.558 | V | 120 | PQ
7551_25_1_a | 7199.558 | 7199.558 | V | 0 | PQ
7551_25_1_b | 7199.558 | 7199.558 | V | -120 | PQ
7551_25_1_c | 7199.558 | 7199.558 | V | 120 | PQ
7551_26-TX_a | 7199.558 | 7199.558 | V | 0 | PQ
7551_26-TX_b | 7199.558 | 7199.558 | V | -120 | PQ
7551_26-TX_c | 7199.558 | 7199.558 | V | 120 | PQ
7551_28_1_a | 7199.558 | 7199.558 | V | 0 | PQ
7551_28_1_b | 7199.558 | 7199.558 | V | -120 | PQ
7551_28_1_c | 7199.558 | 7199.558 | V | 120 | PQ
7551_29R1-S024_a | 7199.558 | 7199.558 | V | 0 | PQ
7551_29R1-S024_b | 7199.558 | 7199.558 | V | -120 | PQ
7551_29R1-S024_c | 7199.558 | 7199.558 | V | 120 | PQ
7551_29R2_1_a | 7199.558 | 7199.558 | V | 0 | PQ
7551_29R2_1_b | 7199.558 | 7199.558 | V | -120 | PQ
7551_29R2_1_c | 7199.558 | 7199.558 | V | 120 | PQ
7551_29R4-TX_a | 7199.558 | 7199.558 | V | 0 | PQ
7551_29R4-TX_b | 7199.558 | 7199.558 | V | -120 | PQ
7551_29R4-TX_c | 7199.558 | 7199.558 | V | 120 | PQ
7551_29R5-S029_a | 7199.558 | 7199.558 | V | 0 | PQ
7551_29R5-S029_b | 7199.558 | 7199.558 | V | -120 | PQ
7551_29R5-S029_c | 7199.558 | 7199.558 | V | 120 | PQ
7551_29R5R1-TX_a | 7199.558 | 7199.558 | V | 0 | PQ
7551_29R5R1-TX_b | 7199.558 | 7199.558 | V | -120 | PQ
7551_29R5R1-TX_c | 7199.558 | 7199.558 | V | 120 | PQ
7551_29R5R4-S062_a | 7199.558 | 7199.558 | V | 0 | PQ
7551_29R5R4-S062_b | 7199.558 | 7199.558 | V | -120 | PQ
7551_29R5R4-S062_c | 7199.558 | 7199.558 | V | 120 | PQ
7551_29R5_1_a | 7199.558 | 7199.558 | V | 0 | PQ
7551_29R5_1_b | 7199.558 | 7199.558 | V | -120 | PQ
7551_29R5_1_c | 7199.558 | 7199.558 | V | 120 | PQ
7551_29_1_a | 7199.558 | 7199.558 | V | 0 | PQ
7551_29_1_b | 7199.558 | 7199.558 | V | -120 | PQ
7551_29_1_c | 7199.558 | 7199.558 | V | 120 | PQ
7551_29_2_a | 7199.558 | 7199.558 | V | 0 | PQ
7551_29_2_b | 7199.558 | 7199.558 | V | -120 | PQ
7551_29_2_c | 7199.558 | 7199.558 | V | 120 | PQ
7551_2AR1R2-TX_a | 7199.558 | 7199.558 | V | 0 | PQ
7551_2AR1R2-TX_b | 7199.558 | 7199.558 | V | -120 | PQ
7551_2AR1R2-TX_c | 7199.558 | 7199.558 | V | 120 | PQ
7551_2AR1R3-TX_a | 7199.558 | 7199.558 | V | 0 | PQ
7551_2AR1R3-TX_b | 7199.558 | 7199.558 | V | -120 | PQ
7551_2AR1R3-TX_c | 7199.558 | 7199.558 | V | 120 | PQ
7551_2AR1_1_a | 7199.558 | 7199.558 | V | 0 | PQ
7551_2AR1_1_b | 7199.558 | 7199.558 | V | -120 | PQ
7551_2AR1_1_c | 7199.558 | 7199.558 | V | 120 | PQ
7551_2AR1_2_a | 7199.558 | 7199.558 | V | 0 | PQ
7551_2AR1_2_b | 7199.558 | 7199.558 | V | -120 | PQ
7551_2AR1_2_c | 7199.558 | 7199.558 | V | 120 | PQ
7551_2AR4-S040_a | 7199.558 | 7199.558 | V | 0 | PQ
7551_2AR4-S040_b | 7199.558 | 7199.558 | V | -120 | PQ
7551_2AR4-S040_c | 7199.558 | 7199.558 | V | 120 | PQ
7551_30_1_a | 7199.558 | 7199.558 | V | 0 | PQ
7551_30_1_b | 7199.558 | 7199.558 | V | -120 | PQ
7551_30_1_c | 7199.558 | 7199.558 | V | 120 | PQ
7551_31-TX_a | 7199.558 | 7199.558 | V | 0 | PQ
7551_31-TX_b | 7199.558 | 7199.558 | V | -120 | PQ
7551_31-TX_c | 7199.558 | 7199.558 | V | 120 | PQ
7551_33-TX_a | 7199.558 | 7199.558 | V | 0 | PQ
7551_33-TX_b | 7199.558 | 7199.558 | V | -120 | PQ
7551_33-TX_c | 7199.558 | 7199.558 | V | 120 | PQ
7551_34-S008_c | 7199.558 | 7199.558 | V | 120 | PQ
7551_34L1-TX_c | 7199.558 | 7199.558 | V | 120 | PQ
7551_34L1L1-TX_c | 7199.558 | 7199.558 | V | 120 | PQ
7551_34L1L3-TX_c | 7199.558 | 7199.558 | V | 120 | PQ
7551_34L1_1_c | 7199.558 | 7199.558 | V | 120 | PQ
7551_34L3-S071_c | 7199.558 | 7199.558 | V | 120 | PQ
7551_34L4-TX_c | 7199.558 | 7199.558 | V | 120 | PQ
7551_34R1-S019_a | 7199.558 | 7199.558 | V | 0 | PQ
7551_34R2_1_a | 7199.558 | 7199.558 | V | 0 | PQ
7551_34R3-TX_a | 7199.558 | 7199.558 | V | 0 | PQ
7551_34_1_a | 7199.558 | 7199.558 | V | 0 | PQ
7551_34_1_b | 7199.558 | 7199.558 | V | -120 | PQ
7551_34_1_c | 7199.558 | 7199.558 | V | 120 | PQ
7551_34_2_a | 7199.558 | 7199.558 | V | 0 | PQ
7551_34_2_b | 7199.558 | 7199.558 | V | -120 | PQ
7551_34_2_c | 7199.558 | 7199.558 | V | 120 | PQ
7551_35-S012_c | 7199.558 | 7199.558 | V | 120 | PQ
7551_35L3-TX_c | 7199.558 | 7199.558 | V | 120 | PQ
7551_35L4-TX_c | 7199.558 | 7199.558 | V | 120 | PQ
7551_35L7-TX_c | 7199.558 | 7199.558 | V | 120 | PQ
7551_35_1_a | 7199.558 | 7199.558 | V | 0 | PQ
7551_35_1_b | 7199.558 | 7199.558 | V | -120 | PQ
7551_35_1_c | 7199.558 | 7199.558 | V | 120 | PQ
7551_37-TX_a | 7199.558 | 7199.558 | V | 0 | PQ
7551_37-TX_b | 7199.558 | 7199.558 | V | -120 | PQ
7551_37-TX_c | 7199.558 | 7199.558 | V | 120 | PQ
7551_4-S032_a | 7199.558 | 7199.558 | V | 0 | PQ
7551_4-S032_b | 7199.558 | 7199.558 | V | -120 | PQ
7551_4-S032_c | 7199.558 | 7199.558 | V | 120 | PQ
7551_40L1-S034_b | 7199.558 | 7199.558 | V | -120 | PQ
7551_40L12-TX_b | 7199.558 | 7199.558 | V | -120 | PQ
7551_40L14-TX_b | 7199.558 | 7199.558 | V | -120 | PQ
7551_40L1_1_b | 7199.558 | 7199.558 | V | -120 | PQ
7551_40L2-TX_b | 7199.558 | 7199.558 | V | -120 | PQ
7551_40L3-S018_b | 7199.558 | 7199.558 | V | -120 | PQ
7551_40L5-TX_b | 7199.558 | 7199.558 | V | -120 | PQ
7551_40L8-TX_b | 7199.558 | 7199.558 | V | -120 | PQ
7551_40L9-TX_b | 7199.558 | 7199.558 | V | -120 | PQ
7551_40_1_a | 7199.558 | 7199.558 | V | 0 | PQ
7551_40_1_b | 7199.558 | 7199.558 | V | -120 | PQ
7551_40_1_c | 7199.558 | 7199.558 | V | 120 | PQ
7551_42-TX_a | 7199.558 | 7199.558 | V | 0 | PQ
7551_42-TX_b | 7199.558 | 7199.558 | V | -120 | PQ
7551_42-TX_c | 7199.558 | 7199.558 | V | 120 | PQ
7551_8L1-TX_a | 7199.558 | 7199.558 | V | 0 | PQ
7551_8L1-TX_b | 7199.558 | 7199.558 | V | -120 | PQ
7551_8L1-TX_c | 7199.558 | 7199.558 | V | 120 | PQ
7551_8_1_a | 7199.558 | 7199.558 | V | 0 | PQ
7551_8_1_b | 7199.558 | 7199.558 | V | -120 | PQ
7551_8_1_c | 7199.558 | 7199.558 | V | 120 | PQ
7551_9-TX_a | 7199.558 | 7199.558 | V | 0 | PQ
7551_9-TX_b | 7199.558 | 7199.558 | V | -120 | PQ
7551_9-TX_c | 7199.558 | 7199.558 | V | 120 | PQ
7551_PMS_29R5R4R2_1_a | 7199.558 | 7199.558 | V | 0 | PQ
7551_PMS_29R5R4R2_1_b | 7199.558 | 7199.558 | V | -120 | PQ
7551_PMS_29R5R4R2_1_c | 7199.558 | 7199.558 | V | 120 | PQ
7551_PMS_29R5R4R2_2_a | 7199.558 | 7199.558 | V | 0 | PQ
7551_PMS_29R5R4R2_2_b | 7199.558 | 7199.558 | V | -120 | PQ
7551_PMS_29R5R4R2_2_c | 7199.558 | 7199.558 | V | 120 | PQ
7551_PMS_29R5R4R2_J1_a | 7199.558 | 7199.558 | V | 0 | PQ
7551_PMS_29R5R4R2_J1_b | 7199.558 | 7199.558 | V | -120 | PQ
7551_PMS_29R5R4R2_J1_c | 7199.558 | 7199.558 | V | 120 | PQ
7551_PMS_29R5R4R2_J2_a | 7199.558 | 7199.558 | V | 0 | PQ
7551_PMS_29R5R4R2_J2_b | 7199.558 | 7199.558 | V | -120 | PQ
7551_PMS_29R5R4R2_J2_c | 7199.558 | 7199.558 | V | 120 | PQ
7551_PM_17R1L1-TX_a | 7199.558 | 7199.558 | V | 0 | PQ
7551_PM_17R1L1-TX_b | 7199.558 | 7199.558 | V | -120 | PQ
7551_PM_17R1L1-TX_c | 7199.558 | 7199.558 | V | 120 | PQ
7551_PM_17R1L1_2_a | 7199.558 | 7199.558 | V | 0 | PQ
7551_PM_17R1L1_2_b | 7199.558 | 7199.558 | V | -120 | PQ
7551_PM_17R1L1_2_c | 7199.558 | 7199.558 | V | 120 | PQ
7551_PM_17R1L1_J0_a | 7199.558 | 7199.558 | V | 0 | PQ
7551_PM_17R1L1_J0_b | 7199.558 | 7199.558 | V | -120 | PQ
7551_PM_17R1L1_J0_c | 7199.558 | 7199.558 | V | 120 | PQ
7551_PM_17R3L2-TX_a | 7199.558 | 7199.558 | V | 0 | PQ
7551_PM_17R3L2-TX_b | 7199.558 | 7199.558 | V | -120 | PQ
7551_PM_17R3L2-TX_c | 7199.558 | 7199.558 | V | 120 | PQ
7551_PM_17R3L2_1_a | 7199.558 | 7199.558 | V | 0 | PQ
7551_PM_17R3L2_1_b | 7199.558 | 7199.558 | V | -120 | PQ
7551_PM_17R3L2_1_c | 7199.558 | 7199.558 | V | 120 | PQ
7551_PM_17R3L2_J0_a | 7199.558 | 7199.558 | V | 0 | PQ
7551_PM_17R3L2_J0_b | 7199.558 | 7199.558 | V | -120 | PQ
7551_PM_17R3L2_J0_c | 7199.558 | 7199.558 | V | 120 | PQ
7551_PM_17R3R3-TX_a | 7199.558 | 7199.558 | V | 0 | PQ
7551_PM_17R3R3-TX_b | 7199.558 | 7199.558 | V | -120 | PQ
7551_PM_17R3R3-TX_c | 7199.558 | 7199.558 | V | 120 | PQ
7551_PM_17R3R3_1_a | 7199.558 | 7199.558 | V | 0 | PQ
7551_PM_17R3R3_1_b | 7199.558 | 7199.558 | V | -120 | PQ
7551_PM_17R3R3_1_c | 7199.558 | 7199.558 | V | 120 | PQ
7551_PM_17R3R3_J0_a | 7199.558 | 7199.558 | V | 0 | PQ
7551_PM_17R3R3_J0_b | 7199.558 | 7199.558 | V | -120 | PQ
7551_PM_17R3R3_J0_c | 7199.558 | 7199.558 | V | 120 | PQ
7551_PM_24L11R2-TX_a | 7199.558 | 7199.558 | V | 0 | PQ
7551_PM_24L11R2_2_a | 7199.558 | 7199.558 | V | 0 | PQ
7551_PM_24L11R2_J0_a | 7199.558 | 7199.558 | V | 0 | PQ
7551_PM_24L12R1R1-TX_a | 7199.558 | 7199.558 | V | 0 | PQ
7551_PM_24L12R1R1-TX_b | 7199.558 | 7199.558 | V | -120 | PQ
7551_PM_24L12R1R1-TX_c | 7199.558 | 7199.558 | V | 120 | PQ
7551_PM_24L12R1R1_2_a | 7199.558 | 7199.558 | V | 0 | PQ
7551_PM_24L12R1R1_2_b | 7199.558 | 7199.558 | V | -120 | PQ
7551_PM_24L12R1R1_2_c | 7199.558 | 7199.558 | V | 120 | PQ
7551_PM_24L12R1R1_J0_a | 7199.558 | 7199.558 | V | 0 | PQ
7551_PM_24L12R1R1_J0_b | 7199.558 | 7199.558 | V | -120 | PQ
7551_PM_24L12R1R1_J0_c | 7199.558 | 7199.558 | V | 120 | PQ
7551_PM_29R5R3-TX_a | 7199.558 | 7199.558 | V | 0 | PQ
7551_PM_29R5R3-TX_b | 7199.558 | 7199.558 | V | -120 | PQ
7551_PM_29R5R3-TX_c | 7199.558 | 7199.558 | V | 120 | PQ
7551_PM_29R5R3_1_a | 7199.558 | 7199.558 | V | 0 | PQ
7551_PM_29R5R3_1_b | 7199.558 | 7199.558 | V | -120 | PQ
7551_PM_29R5R3_1_c | 7199.558 | 7199.558 | V | 120 | PQ
7551_PM_29R5R3_2_a | 7199.558 | 7199.558 | V | 0 | PQ
7551_PM_29R5R3_2_b | 7199.558 | 7199.558 | V | -120 | PQ
7551_PM_29R5R3_2_c | 7199.558 | 7199.558 | V | 120 | PQ
7551_PM_29R5R3_J0_a | 7199.558 | 7199.558 | V | 0 | PQ
7551_PM_29R5R3_J0_b | 7199.558 | 7199.558 | V | -120 | PQ
7551_PM_29R5R3_J0_c | 7199.558 | 7199.558 | V | 120 | PQ
7551_PM_2AR4L1-TX_a | 7199.558 | 7199.558 | V | 0 | PQ
7551_PM_2AR4L1-TX_b | 7199.558 | 7199.558 | V | -120 | PQ
7551_PM_2AR4L1-TX_c | 7199.558 | 7199.558 | V | 120 | PQ
7551_PM_2AR4L1_J0_a | 7199.558 | 7199.558 | V | 0 | PQ
7551_PM_2AR4L1_J0_b | 7199.558 | 7199.558 | V | -120 | PQ
7551_PM_2AR4L1_J0_c | 7199.558 | 7199.558 | V | 120 | PQ
7551_PM_40L1L1R1-TX_b | 7199.558 | 7199.558 | V | -120 | PQ
7551_PM_40L1L1R1_1_b | 7199.558 | 7199.558 | V | -120 | PQ
7551_PM_40L1L1R1_J0_b | 7199.558 | 7199.558 | V | -120 | PQ
7551_PM_4L1-TX_a | 7199.558 | 7199.558 | V | 0 | PQ
7551_PM_4L1-TX_b | 7199.558 | 7199.558 | V | -120 | PQ
7551_PM_4L1-TX_c | 7199.558 | 7199.558 | V | 120 | PQ
7551_PM_4L1_J0_a | 7199.558 | 7199.558 | V | 0 | PQ
7551_PM_4L1_J0_b | 7199.558 | 7199.558 | V | -120 | PQ
7551_PM_4L1_J0_c | 7199.558 | 7199.558 | V | 120 | PQ
7551_VA_29R6-TX_a | 7199.558 | 7199.558 | V | 0 | PQ
7551_VA_29R6-TX_b | 7199.558 | 7199.558 | V | -120 | PQ
7551_VA_29R6-TX_c | 7199.558 | 7199.558 | V | 120 | PQ
7551_VA_29R6_1_a | 7199.558 | 7199.558 | V | 0 | PQ
7551_VA_29R6_1_b | 7199.558 | 7199.558 | V | -120 | PQ
7551_VA_29R6_1_c | 7199.558 | 7199.558 | V | 120 | PQ
7552_4_1_a | 7199.558 | 7199.558 | V | 0 | PQ
7552_4_1_b | 7199.558 | 7199.558 | V | -120 | PQ
7552_4_1_c | 7199.558 | 7199.558 | V | 120 | PQ
7552_PM_2AR4L1_1_a | 7199.558 | 7199.558 | V | 0 | PQ
7552_PM_2AR4L1_1_b | 7199.558 | 7199.558 | V | -120 | PQ
7552_PM_2AR4L1_1_c | 7199.558 | 7199.558 | V | 120 | PQ
7552_PM_4L1_1_a | 7199.558 | 7199.558 | V | 0 | PQ
7552_PM_4L1_1_b | 7199.558 | 7199.558 | V | -120 | PQ
7552_PM_4L1_1_c | 7199.558 | 7199.558 | V | 120 | PQ
7564_22_J0_a | 7199.558 | 7199.558 | V | 0 | PQ
7564_22_J0_b | 7199.558 | 7199.558 | V | -120 | PQ
7564_22_J0_c | 7199.558 | 7199.558 | V | 120 | PQ
7564_3_2_a | 7199.558 | 7199.558 | V | 0 | PQ
7564_3_2_b | 7199.558 | 7199.558 | V | -120 | PQ
7564_3_2_c | 7199.558 | 7199.558 | V | 120 | PQ

## Voltage Source
Type
PositiveSeqVsource
SinglePhaseVsource
ThreePhaseShortCircuitVsource
ThreePhaseSequentialVsource
Important notes:
Default order of blocks and columns after row 11 must not change
One empty row between End of each block and the next block is mandatory; otherwise, empty rows are NOT allowed
Positive-Sequence Voltage Source |  |  |  | Go to Type List
ID | Bus | Voltage (pu) | Angle (deg) | Rs (pu) | Xs (pu)
End of Positive-Sequence Voltage Source
Single-Phase Voltage Source |  |  |  | Go to Type List
ID | Bus1 | Voltage (V) | Angle (deg) | Rs (Ohm) | Xs (Ohm)
End of Single-Phase Voltage Source
Three-Phase Voltage Source with Short-Circuit Level Data |  |  |  | Go to Type List
ID | Bus1 | Bus2 | Bus3 | kV (ph-ph RMS) | Angle_a (deg) | SC1ph (MVA) | SC3ph (MVA)
End of Three-Phase Voltage Source with Short-Circuit Level Data
Three-Phase Voltage Source with Sequential Data |  |  |  | Go to Type List
ID | Bus1 | Bus2 | Bus3 | kV (ph-ph RMS) | Angle_a (deg) | R1 (Ohm) | X1 (Ohm) | R0 (Ohm) | X0 (Ohm)
6100XT001 | 6100-24_a | 6100-24_b | 6100-24_c | 69 | -66.09 | 3.3627 | 11.3074 | 6.424 | 29.413
End of Three-Phase Voltage Source with Sequential Data

## Load
Type
PositiveSeqZload | ThreePhaseZIPLoad
PositiveSeqPload
PositiveSeqIload
SinglePhaseZIPLoad
TwoPhaseZIPLoad
Important notes:
Default order of blocks and columns after row 11 must not change
One empty row between End of each block and the next block is mandatory; otherwise, empty rows are NOT allowed
Positive-Sequence Constant Impedance Load |  | Go to Type List
ID | Status | Bus | P (MW) | Q (MVAr)
End of Positive-Sequence Constant Impedance Load
Positive-Sequence Constant Power Load |  | Go to Type List
ID | Status | Bus | P (MW) | Q (MVAr)
End of Positive-Sequence Constant Power Load
Positive-Sequence Constant Current Load |  | Go to Type List
ID | Status | Bus | P (MW) | Q (MVAr)
End of Positive-Sequence Constant Current Load
Single-Phase ZIP Load |  | Go to Type List
ID | Status | V (kV) | Bandwidth (pu) | Conn. type | K_z | K_i | K_p | Use initial voltage? | Bus1 | P1 (kW) | Q1 (kVAr)
LD_7551_PM_24L11R2 | 1 | 12.47 | 0.2 | wye | 0 | 0 | 1 | 0 | 7551_PM_24L11R2_J0_a | 0.55353 | 0.030419
LD_7551_PM_40L1L1R1 | 1 | 12.47 | 0.2 | wye | 0 | 0 | 1 | 0 | 7551_PM_40L1L1R1_J0_b | 12.0812 | 0.66391
LD_7551_12L4L2R2 | 1 | 12.47 | 0.2 | wye | 0 | 0 | 1 | 0 | 7551_12L4L2R1-TX_b | 27.5605 | 1.5145
LD_7551_34L4 | 1 | 12.47 | 0.2 | wye | 0 | 0 | 1 | 0 | 6100B004-143_c | 32.1129 | 1.7647
LD_7551_35L8 | 1 | 12.47 | 0.2 | wye | 0 | 0 | 1 | 0 | 7551_35L7-TX_c | 37.7054 | 2.072
LD_7551_29R4 | 1 | 12.47 | 0.2 | wye | 0 | 0 | 1 | 0 | 7551_29R2_1_a | 1.2509 | 0.06874
LD_7537_20L5 | 1 | 12.47 | 0.2 | wye | 0 | 0 | 1 | 0 | 7537_20L6-TX_a | 84.2535 | 4.63
LD_7551_12L5 | 1 | 12.47 | 0.2 | wye | 0 | 0 | 1 | 0 | 7551_12L4_1_a | 42.5434 | 2.3379
LD_7551_9 | 1 | 12.47 | 0.2 | wye | 0 | 0 | 1 | 0 | 7551_8_1_a | 31.973 | 1.757
LD_7551_12L4L2R1 | 1 | 12.47 | 0.2 | wye | 0 | 0 | 1 | 0 | 7551_12L4L2_1_b | 33.4957 | 1.8407
LD_7551_33 | 1 | 12.47 | 0.2 | wye | 0 | 0 | 1 | 0 | 7551_31-TX_a | 17.7308 | 0.97437
LD_7551_24L4R4L4 | 1 | 12.47 | 0.2 | wye | 0 | 0 | 1 | 0 | 7551_24L4R4L3-TX_c | 31.0373 | 1.7056
LD_7551_16L7 | 1 | 12.47 | 0.2 | wye | 0 | 0 | 1 | 0 | 7551_16L6-TX_a | 77.7963 | 4.2752
LD_7551_24R3 | 1 | 12.47 | 0.2 | wye | 0 | 0 | 1 | 0 | 7551_24R1-S007_c | 71.4966 | 3.929
LD_7551_24L7 | 1 | 12.47 | 0.2 | wye | 0 | 0 | 1 | 0 | 7551_24L4_1_b | 71.928 | 3.9527
LD_7551_25R2 | 1 | 12.47 | 0.2 | wye | 0 | 0 | 1 | 0 | 7551_25_1_c | 23.477 | 1.2901
LD_7551_24L13 | 1 | 12.47 | 0.2 | wye | 0 | 0 | 1 | 0 | 7551_24L12_1_c | 86.4342 | 4.7499
LD_7551_31 | 1 | 12.47 | 0.2 | wye | 0 | 0 | 1 | 0 | 7551_30_1_a | 68.463 | 3.7623
LD_7551_29R5R1 | 1 | 12.47 | 0.2 | wye | 0 | 0 | 1 | 0 | 7551_29R5_1_c | 1.4774 | 0.081189
LD_7551_34R6 | 1 | 12.47 | 0.2 | wye | 0 | 0 | 1 | 0 | 7551_34R3-TX_a | 23.9359 | 1.3154
LD_7551_24L15L3 | 1 | 12.47 | 0.2 | wye | 0 | 0 | 1 | 0 | 7551_24L15L1A-TX_b | 84.9922 | 4.6706
LD_7551_40L14 | 1 | 12.47 | 0.2 | wye | 0 | 0 | 1 | 0 | 7551_40L12-TX_b | 38.4244 | 2.1116
LD_7537_17L6R5 | 1 | 12.47 | 0.2 | wye | 0 | 0 | 1 | 0 | 7537_17L6R4_1_b | 89.844 | 4.9372
LD_7551_40L12 | 1 | 12.47 | 0.2 | wye | 0 | 0 | 1 | 0 | 7551_40L9-TX_b | 37.1105 | 2.0393
LD_7551_35L4 | 1 | 12.47 | 0.2 | wye | 0 | 0 | 1 | 0 | 7551_35L3-TX_c | 17.916 | 0.98455
LD_7551_34L1L1 | 1 | 12.47 | 0.2 | wye | 0 | 0 | 1 | 0 | 7551_34L1_1_c | 25.0253 | 1.3752
LD_7551_24L17 | 1 | 12.47 | 0.2 | wye | 0 | 0 | 1 | 0 | 7551_24L16-S026_a | 50.1983 | 2.7586
LD_7551_12L4L2L4 | 1 | 12.47 | 0.2 | wye | 0 | 0 | 1 | 0 | 7551_12L4L2L2-TX_b | 29.2802 | 1.609
LD_7551_24L15L5L2 | 1 | 12.47 | 0.2 | wye | 0 | 0 | 1 | 0 | 7551_24L15L5_1_c | 15.9796 | 0.87814
LD_7551_24L12R2 | 1 | 12.47 | 0.2 | wye | 0 | 0 | 1 | 0 | 7551_24L12R1_2_b | 56.1316 | 3.0846
LD_7551_24L4R1 | 1 | 12.47 | 0.2 | wye | 0 | 0 | 1 | 0 | 7551_24L5-S010_c | 42.9669 | 2.3612
LD_7551_24L8 | 1 | 12.47 | 0.2 | wye | 0 | 0 | 1 | 0 | 7551_24L7-TX_b | 76.5375 | 4.206
LD_7551_24L19 | 1 | 12.47 | 0.2 | wye | 0 | 0 | 1 | 0 | 7551_24L18_1_a | 31.9514 | 1.7558
LD_7551_40L16 | 1 | 12.47 | 0.2 | wye | 0 | 0 | 1 | 0 | 7551_40L14-TX_b | 14.0491 | 0.77205
LD_7551_16L4R3 | 1 | 12.47 | 0.2 | wye | 0 | 0 | 1 | 0 | 7551_16L4R1-TX_b | 21.0914 | 1.159
LD_7551_24L18L1 | 1 | 12.47 | 0.2 | wye | 0 | 0 | 1 | 0 | 7551_24L18-S016_a | 68.725 | 3.7767
LD_7551_16L6 | 1 | 12.47 | 0.2 | wye | 0 | 0 | 1 | 0 | 7551_16L5-S006_a | 0 | 0
LD_7537_17L6R3 | 1 | 12.47 | 0.2 | wye | 0 | 0 | 1 | 0 | 7537_20L7_1_b | 54.5616 | 2.9983
LD_7551_34R2L1 | 1 | 12.47 | 0.2 | wye | 0 | 0 | 1 | 0 | 7551_34R2_1_a | 29.4063 | 1.616
LD_7551_34R3 | 1 | 12.47 | 0.2 | wye | 0 | 0 | 1 | 0 | 7551_34R2_1_a | 35.7749 | 1.966
LD_7551_24L15L4 | 1 | 12.47 | 0.2 | wye | 0 | 0 | 1 | 0 | 7551_24L15L3-TX_a | 33.874 | 1.8615
LD_7551_24L12R4 | 1 | 12.47 | 0.2 | wye | 0 | 0 | 1 | 0 | 7551_24L12R2-TX_b | 63.887 | 3.5108
LD_7551_35L3 | 1 | 12.47 | 0.2 | wye | 0 | 0 | 1 | 0 | 6100B004-139_c | 28.118 | 1.5452
LD_7551_24L4R4L3 | 1 | 12.47 | 0.2 | wye | 0 | 0 | 1 | 0 | 7551_24L4R4_1_c | 21.2156 | 1.1659
LD_7551_12L4L2L2 | 1 | 12.47 | 0.2 | wye | 0 | 0 | 1 | 0 | 7551_12L4L2_1_b | 44.1449 | 2.4259
LD_7551_40L5 | 1 | 12.47 | 0.2 | wye | 0 | 0 | 1 | 0 | 7551_40L3-S018_b | 21.0422 | 1.1563
LD_7551_37 | 1 | 12.47 | 0.2 | wye | 0 | 0 | 1 | 0 | 7551_35_1_c | 41.7771 | 2.2958
LD_7551_24L15L1A | 1 | 12.47 | 0.2 | wye | 0 | 0 | 1 | 0 | 7551_24L15_1_c | 78.7497 | 4.3276
LD_7537_20L8 | 1 | 12.47 | 0.2 | wye | 0 | 0 | 1 | 0 | 7537_20L9_1_a | 68.0102 | 3.4489
LD_7551_24L4R6 | 1 | 12.47 | 0.2 | wye | 0 | 0 | 1 | 0 | 7551_24L4R4_2_c | 73.4724 | 4.0376
LD_7551_26 | 1 | 12.47 | 0.2 | wye | 0 | 0 | 1 | 0 | 7551_25_1_c | 48.0098 | 2.6383
LD_7551_24L3 | 1 | 12.47 | 0.2 | wye | 0 | 0 | 1 | 0 | 7551_24L2-TX_a | 58.6924 | 3.2254
LD_7551_35L7 | 1 | 12.47 | 0.2 | wye | 0 | 0 | 1 | 0 | 7551_35L4-TX_c | 50.5608 | 2.7785
LD_7551_16R1 | 1 | 12.47 | 0.2 | wye | 0 | 0 | 1 | 0 | 7551_16R1_1_b | 36.0211 | 1.9795
LD_7551_24L15L5R1 | 1 | 12.47 | 0.2 | wye | 0 | 0 | 1 | 0 | 7551_24L15L5_1_c | 33.6711 | 1.8503
LD_7551_40L9 | 1 | 12.47 | 0.2 | wye | 0 | 0 | 1 | 0 | 7551_40L8-TX_b | 10.7654 | 0.59159
LD_7551_24L20 | 1 | 12.47 | 0.2 | wye | 0 | 0 | 1 | 0 | 7551_24L19-TX_a | 40.2741 | 2.2132
LD_7551_24L4R4 | 1 | 12.47 | 0.2 | wye | 0 | 0 | 1 | 0 | 7551_24L4R1-TX_c | 67.2909 | 3.6979
LD_7551_16L4R1 | 1 | 12.47 | 0.2 | wye | 0 | 0 | 1 | 0 | 7551_16L4_1_a | 41.4245 | 2.2764
LD_7551_34L1 | 1 | 12.47 | 0.2 | wye | 0 | 0 | 1 | 0 | 7551_34-S008_c | 34.4354 | 1.8923
LD_7551_2AR1R2 | 1 | 12.47 | 0.2 | wye | 0 | 0 | 1 | 0 | 7551_2AR1_2_b | 4.4756 | 0.24595
LD_7551_12L2 | 1 | 12.47 | 0.2 | wye | 0 | 0 | 1 | 0 | 7551_12-S002_a | 43.5677 | 2.3942
LD_7551_34L1L3 | 1 | 12.47 | 0.2 | wye | 0 | 0 | 1 | 0 | 7551_34L1L1-TX_c | 14.7288 | 0.8094
LD_7551_24L15L6 | 1 | 12.47 | 0.2 | wye | 0 | 0 | 1 | 0 | 7551_24L15L5_2_b | 64.9192 | 3.5675
LD_7551_40L2 | 1 | 12.47 | 0.2 | wye | 0 | 0 | 1 | 0 | 7551_40L1_1_b | 22.2222 | 1.2212
LD_7551_24L9 | 1 | 12.47 | 0.2 | wye | 0 | 0 | 1 | 0 | 7551_24L8-TX_b | 12.5639 | 0.69043
LD_7551_40L8 | 1 | 12.47 | 0.2 | wye | 0 | 0 | 1 | 0 | 7551_40L5-TX_b | 26.4534 | 1.4537
End of SinglePhase ZIP Load
Two-Phase ZIP Load |  | Go to Type List
ID | Status | V (kV) | Bandwidth (pu) | Conn. type | K_z | K_i | K_p | Use initial voltage? | Bus1 | Bus2 | P1(kW) | Q1(kVAr) | P2 (kW) | Q2 (kVAr)
End of TwoPhase ZIP Load
Three-Phase ZIP Load |  | Go to Type List
ID | Status | V (kV) | Bandwidth (pu) | Conn. type | K_z | K_i | K_p | Use initial voltage? | Bus1 | Bus2 | Bus3 | P1(kW) | Q1(kVAr) | P2 (kW) | Q2 (kVAr) | P3 (kW) | Q3 (kVAr)
LD_7537_20L4 | 1 | 12.47 | 0.2 | wye | 0 | 0 | 1 | 0 | 7537_20L5-TX_a | 7537_20L5-TX_b | 7537_20L5-TX_c | 11.0405 | 0.60671 | 11.0405 | 0.60671 | 11.0405 | 0.60671
LD_7551_16L3 | 1 | 12.47 | 0.2 | wye | 0 | 0 | 1 | 0 | 7551_16L1-TX_a | 7551_16L1-TX_b | 7551_16L1-TX_c | 35 | 0 | 35 | 0 | 35 | 0
LD_7551_16L1 | 1 | 12.47 | 0.2 | wye | 0 | 0 | 1 | 0 | 7551_16-S005_a | 7551_16-S005_b | 7551_16-S005_c | 2.3028 | 0.12655 | 2.3028 | 0.12655 | 2.3028 | 0.12655
LD_7551_2 | 1 | 12.47 | 0.2 | wye | 0 | 0 | 1 | 0 | 7551_1_1_a | 7551_1_1_b | 7551_1_1_c | 29.9966 | 1.6484 | 29.9966 | 1.6484 | 29.9966 | 1.6484
LD_7551_12L6 | 1 | 12.47 | 0.2 | wye | 0 | 0 | 1 | 0 | 7551_12L5-TX_a | 7551_12L5-TX_b | 7551_12L5-TX_c | 0.89498 | 0.049182 | 0.89498 | 0.049182 | 0.89498 | 0.049182
LD_7551_20AR2 | 1 | 12.47 | 0.2 | wye | 0 | 0 | 1 | 0 | 7551_20AR2_1_a | 7551_20AR2_1_b | 7551_20AR2_1_c | 32.0262 | 1.76 | 32.0262 | 1.76 | 32.0262 | 1.76
LD_7537_PM_20L9R1 | 1 | 12.47 | 0.2 | wye | 0 | 0 | 1 | 0 | 7537_PM_20L9R1_J0_a | 7537_PM_20L9R1_J0_b | 7537_PM_20L9R1_J0_c | 29.8377 | 1.6397 | 29.8377 | 1.6397 | 29.8377 | 1.6397
LD_7551_PM_17R3L2 | 1 | 12.47 | 0.2 | wye | 0 | 0 | 1 | 0 | 7551_PM_17R3L2_J0_a | 7551_PM_17R3L2_J0_b | 7551_PM_17R3L2_J0_c | 34.0939 | 1.8736 | 34.0939 | 1.8736 | 34.0939 | 1.8736
LD_7551_20 | 1 | 12.47 | 0.2 | wye | 0 | 0 | 1 | 0 | 7551_17_1_a | 7551_17_1_b | 7551_17_1_c | 0 | 0 | 0 | 0 | 0 | 0
LD_7551_2AR1R3 | 1 | 12.47 | 0.2 | wye | 0 | 0 | 1 | 0 | 7551_2AR1R2-TX_a | 7551_2AR1R2-TX_b | 7551_2AR1R2-TX_c | 22.5583 | 1.2397 | 22.5583 | 1.2397 | 22.5583 | 1.2397
LD_7551_16L4R4 | 1 | 12.47 | 0.2 | wye | 0 | 0 | 1 | 0 | 7551_16L4R3-TX_a | 7551_16L4R3-TX_b | 7551_16L4R3-TX_c | 26.9236 | 1.4795 | 26.9236 | 1.4795 | 26.9236 | 1.4795
LD_7551_PM_29R5R3 | 1 | 12.47 | 0.2 | wye | 0 | 0 | 1 | 0 | 7551_PM_29R5R3_2_a | 7551_PM_29R5R3_2_b | 7551_PM_29R5R3_2_c | 82.6211 | 4.5403 | 82.6211 | 4.5403 | 82.6211 | 4.5403
LD_7551_PM_17R1L1 | 1 | 12.47 | 0.2 | wye | 0 | 0 | 1 | 0 | 7551_PM_17R1L1_J0_a | 7551_PM_17R1L1_J0_b | 7551_PM_17R1L1_J0_c | 49.4754 | 2.7188 | 49.4754 | 2.7188 | 49.4754 | 2.7188
LD_7551_13 | 1 | 12.47 | 0.2 | wye | 0 | 0 | 1 | 0 | 7551_12_1_a | 7551_12_1_b | 7551_12_1_c | 6.2983 | 0.34612 | 6.2983 | 0.34612 | 6.2983 | 0.34612
LD_7551_21 | 1 | 12.47 | 0.2 | wye | 0 | 0 | 1 | 0 | 7551_20A_1_a | 7551_20A_1_b | 7551_20A_1_c | 31.6684 | 1.7403 | 31.6684 | 1.7403 | 31.6684 | 1.7403
LD_7551_PM_4L1 | 1 | 12.47 | 0.2 | wye | 0 | 0 | 1 | 0 | 7551_PM_4L1_J0_a | 7551_PM_4L1_J0_b | 7551_PM_4L1_J0_c | 18.5332 | 1.0185 | 18.5332 | 1.0185 | 18.5332 | 1.0185
LD_7551_11 | 1 | 12.47 | 0.2 | wye | 0 | 0 | 1 | 0 | 7551_9-TX_a | 7551_9-TX_b | 7551_9-TX_c | 14.9494 | 0.82152 | 14.9494 | 0.82152 | 14.9494 | 0.82152
LD_7551_24L2 | 1 | 12.47 | 0.2 | wye | 0 | 0 | 1 | 0 | 7551_24L1-S072_a | 7551_24L1-S072_b | 7551_24L1-S072_c | 7.8907 | 0.43362 | 7.8907 | 0.43362 | 7.8907 | 0.43362
LD_7551_PM_17R3R3 | 1 | 12.47 | 0.2 | wye | 0 | 0 | 1 | 0 | 7551_PM_17R3R3_J0_a | 7551_PM_17R3R3_J0_b | 7551_PM_17R3R3_J0_c | 53.0868 | 2.9173 | 53.0868 | 2.9173 | 53.0868 | 2.9173
LD_7551_12L7 | 1 | 12.47 | 0.2 | wye | 0 | 0 | 1 | 0 | 7551_12L6-TX_a | 7551_12L6-TX_b | 7551_12L6-TX_c | 0.031518 | 0.001732 | 0.031518 | 0.001732 | 0.031518 | 0.001732
LD_7551_8L1 | 1 | 12.47 | 0.2 | wye | 0 | 0 | 1 | 0 | 7551_8_1_a | 7551_8_1_b | 7551_8_1_c | 3.5307 | 0.19402 | 3.5307 | 0.19402 | 3.5307 | 0.19402
LD_7551_VA_29R6 | 1 | 12.47 | 0.2 | wye | 0 | 0 | 1 | 0 | 6100B004-136_a | 6100B004-136_b | 6100B004-136_c | 33.264 | 1.828 | 33.264 | 1.828 | 33.264 | 1.828
LD_7551_PM_24L12R1R1 | 1 | 12.47 | 0.2 | wye | 0 | 0 | 1 | 0 | 7551_PM_24L12R1R1_J0_a | 7551_PM_24L12R1R1_J0_b | 7551_PM_24L12R1R1_J0_c | 7.9872 | 0.43892 | 7.9872 | 0.43892 | 7.9872 | 0.43892
LD_7537_20L6 | 1 | 12.47 | 0.2 | wye | 0 | 0 | 1 | 0 | 7537_17L6R3_2_a | 7537_17L6R3_2_b | 7537_17L6R3_2_c | 4.7211 | 0.25944 | 4.7211 | 0.25944 | 4.7211 | 0.25944
LD_7551_PM_2AR4L1 | 1 | 12.47 | 0.2 | wye | 0 | 0 | 1 | 0 | 7551_PM_2AR4L1_J0_a | 7551_PM_2AR4L1_J0_b | 7551_PM_2AR4L1_J0_c | 104.4848 | 5.7418 | 104.4848 | 5.7418 | 104.4848 | 5.7418
End of Three-Phase ZIP Load

## Line
Type
PositiveSeqLine
SinglePhaseLine
TwoPhaseLine
ThreePhaseLineFullData
ThreePhaseLineSequentialData
Important notes:
Default order of blocks and columns after row 11 must not change
One empty row between End of each block and the next block is mandatory; otherwise, empty rows are NOT allowed
Positive-Sequence Line |  | Go to Type List
ID | Status | From bus | To bus | R (pu) | X (pu) | B (pu)
End of Positive-Sequence Line
Single-Phase Line |  | Go to Type List
ID | Status | Length | From1 | To1 | r11 (Ohm/length_unit) | x11 (Ohm/length_unit) | b11 (uS/length_unit)
LN_7551_PM_24L11R2_J0_7551_PM_24L11R2-TX | 1 | 6.2137e-08 | 7551_PM_24L11R2_J0_a | 7551_PM_24L11R2-TX_a | 0.33442 | 0.40106 | 2.6667
LN_7551_24_1_7551_24R1-S007 | 1 | 0.021678 | 7551_24_1_c | 7551_24R1-S007_c | 0.62365 | 0.48365 | 1.6696
LN_7551_PM_40L1L1R1_J0_7551_PM_40L1L1R1-TX | 1 | 6.2137e-08 | 7551_PM_40L1L1R1_J0_b | 7551_PM_40L1L1R1-TX_b | 0.33442 | 0.40106 | 2.6667
LN_7551_12L4L2R1-TX_7551_12L4L2R2-TX | 1 | 0.029823 | 7551_12L4L2R1-TX_b | 7551_12L4L2R2-TX_b | 0.62365 | 0.48365 | 1.6696
LN_6100B004-143_7551_34L4-TX | 1 | 0.0014022 | 6100B004-143_c | 7551_34L4-TX_c | 0.62365 | 0.48365 | 1.6696
LN_7551_35L7-TX_7551_35L8-TX | 1 | 0.017168 | 7551_35L7-TX_c | 7551_35L8-TX_c | 0.41267 | 0.44726 | 1.7254
LN_6100B004-160_7551_PM_24L11R2_2 | 1 | 0.026239 | 6100B004-160_a | 7551_PM_24L11R2_2_a | 0.58664 | 0.18888 | 24.0873
LN_7551_34L1-TX_7551_34L1_1 | 1 | 0.0028343 | 7551_34L1-TX_c | 7551_34L1_1_c | 0.62365 | 0.48365 | 1.6696
LN_7551_24R3-TX_7551_24R3_1 | 1 | 0.0020032 | 7551_24R3-TX_c | 7551_24R3_1_c | 0.62365 | 0.48365 | 1.6696
LN_7551_16L4_1_7551_16L5-S006 | 1 | 0.021654 | 7551_16L4_1_a | 7551_16L5-S006_a | 0.62365 | 0.48365 | 1.6696
LN_7537_17L6R3_2_7537_17L6R4_1 | 1 | 0.015678 | 7537_17L6R3_2_b | 7537_17L6R4_1_b | 0.62365 | 0.48365 | 1.6696
LN_7551_12L4L2_1_7551_12L4L2R1-TX | 1 | 0.023404 | 7551_12L4L2_1_b | 7551_12L4L2R1-TX_b | 0.62365 | 0.48365 | 1.6696
LN_7551_40L1-S034_6100B004-141 | 1 | 0.03624 | 7551_40L1-S034_b | 6100B004-141_b | 0.62365 | 0.48365 | 1.6696
LN_7551_24L4R4L3-TX_7551_24L4R4L4-TX | 1 | 0.026585 | 7551_24L4R4L3-TX_c | 7551_24L4R4L4-TX_c | 0.41267 | 0.44726 | 1.7254
LN_7551_40L2-TX_7551_40L3-S018 | 1 | 0.027639 | 7551_40L2-TX_b | 7551_40L3-S018_b | 0.41267 | 0.44726 | 1.7254
LN_7551_16L6-TX_7551_16L7-TX | 1 | 0.022593 | 7551_16L6-TX_a | 7551_16L7-TX_a | 0.62365 | 0.48365 | 1.6696
LN_7551_24R1-S007_7551_24R3-TX | 1 | 0.036071 | 7551_24R1-S007_c | 7551_24R3-TX_c | 0.62365 | 0.48365 | 1.6696
LN_7551_16R1-TX_7551_16_2 | 1 | 0.022622 | 7551_16R1-TX_b | 7551_16_2_b | 0.62365 | 0.48365 | 1.6696
LN_7551_12L4-S030_7551_12L4L2_1 | 1 | 0.021098 | 7551_12L4-S030_b | 7551_12L4L2_1_b | 0.62365 | 0.48365 | 1.6696
LN_7551_24L11_1_7551_24L11-S013 | 1 | 0.0043625 | 7551_24L11_1_a | 7551_24L11-S013_a | 0.41267 | 0.44726 | 1.7254
LN_7551_40_1_7551_40L1_1 | 1 | 0.020081 | 7551_40_1_b | 7551_40L1_1_b | 0.41267 | 0.44726 | 1.7254
LN_7551_34R3-TX_7551_34R6-TX | 1 | 0.066871 | 7551_34R3-TX_a | 7551_34R6-TX_a | 0.62365 | 0.48365 | 1.6696
LN_7551_34L1L3-TX_7551_34L1L5_1 | 1 | 0.032597 | 7551_34L1L3-TX_c | 7551_34L1L5_1_c | 0.62365 | 0.48365 | 1.6696
LN_7551_40L12-TX_7551_40L14-TX | 1 | 0.047634 | 7551_40L12-TX_b | 7551_40L14-TX_b | 0.41267 | 0.44726 | 1.7254
LN_7537_17L6R4_1_7537_17L6R5-TX | 1 | 0.022245 | 7537_17L6R4_1_b | 7537_17L6R5-TX_b | 0.62365 | 0.48365 | 1.6696
LN_7551_40L9-TX_7551_40L12-TX | 1 | 0.094274 | 7551_40L9-TX_b | 7551_40L12-TX_b | 0.41267 | 0.44726 | 1.7254
LN_7551_35L3-TX_7551_35L4-TX | 1 | 0.023744 | 7551_35L3-TX_c | 7551_35L4-TX_c | 0.41267 | 0.44726 | 1.7254
LN_7551_34L1_1_7551_34L1L1-TX | 1 | 0.020551 | 7551_34L1_1_c | 7551_34L1L1-TX_c | 0.62365 | 0.48365 | 1.6696
LN_7551_24L16-S026_7551_24L17-TX | 1 | 0.016814 | 7551_24L16-S026_a | 7551_24L17-TX_a | 0.62365 | 0.48365 | 1.6696
LN_7551_12L4L2L2-TX_7551_12L4L2L4-TX | 1 | 0.04449 | 7551_12L4L2L2-TX_b | 7551_12L4L2L4-TX_b | 0.62365 | 0.48365 | 1.6696
LN_7551_24L15L5_1_7551_24L15L5L2-TX | 1 | 0.078083 | 7551_24L15L5_1_c | 7551_24L15L5L2-TX_c | 0.41267 | 0.44726 | 1.7254
LN_7551_34L3-S071_6100B004-138 | 1 | 0.0040247 | 7551_34L3-S071_c | 6100B004-138_c | 0.62365 | 0.48365 | 1.6696
LN_7551_24L4R4_2_7551_24L4R4_1 | 1 | 0.0090309 | 7551_24L4R4_2_c | 7551_24L4R4_1_c | 0.41267 | 0.44726 | 1.7254
LN_7551_PM_40L1L1R1-TX_7551_PM_40L1L1R1_2 | 1 | 6.2137e-08 | 7551_PM_40L1L1R1-TX_b | 7551_PM_40L1L1R1_2_b | 0.33442 | 0.40106 | 2.6667
LN_7551_24L12R1_2_7551_24L12R2-TX | 1 | 0.022581 | 7551_24L12R1_2_b | 7551_24L12R2-TX_b | 0.62365 | 0.48365 | 1.6696
LN_7551_PM_24L11R2-TX_7551_PM_24L11R2_1 | 1 | 6.2137e-08 | 7551_PM_24L11R2-TX_a | 7551_PM_24L11R2_1_a | 0.33442 | 0.40106 | 2.6667
LN_7551_24L5-S010_7551_24L4R1-TX | 1 | 0.018612 | 7551_24L5-S010_c | 7551_24L4R1-TX_c | 0.41267 | 0.44726 | 1.7254
LN_7551_24L18_1_7551_24L19-TX | 1 | 0.028197 | 7551_24L18_1_a | 7551_24L19-TX_a | 0.62365 | 0.48365 | 1.6696
LN_7551_12L4_1_7551_12L4-S030 | 1 | 0.0058175 | 7551_12L4_1_b | 7551_12L4-S030_b | 0.62365 | 0.48365 | 1.6696
LN_7551_35_1_7551_35-S012 | 1 | 0.0041592 | 7551_35_1_c | 7551_35-S012_c | 0.41267 | 0.44726 | 1.7254
LN_7551_34_1_7551_34-S008 | 1 | 0.0046665 | 7551_34_1_c | 7551_34-S008_c | 0.62365 | 0.48365 | 1.6696
LN_7551_40L14-TX_7551_40L16-TX | 1 | 0.049047 | 7551_40L14-TX_b | 7551_40L16-TX_b | 0.41267 | 0.44726 | 1.7254
LN_7551_24L18-S016_7551_24L18L1-TX | 1 | 0.013896 | 7551_24L18-S016_a | 7551_24L18L1-TX_a | 0.62365 | 0.48365 | 1.6696
LN_7551_24L15_1_7551_24L16-S026 | 1 | 0.018945 | 7551_24L15_1_a | 7551_24L16-S026_a | 0.62365 | 0.48365 | 1.6696
LN_7551_16L5-S006_7551_16L6-TX | 1 | 0.02205 | 7551_16L5-S006_a | 7551_16L6-TX_a | 0.62365 | 0.48365 | 1.6696
LN_7551_34R2_1_7551_34R2L1-TX | 1 | 0.01861 | 7551_34R2_1_a | 7551_34R2L1-TX_a | 0.62365 | 0.48365 | 1.6696
LN_7551_34R2_1_7551_34R3-TX | 1 | 0.030471 | 7551_34R2_1_a | 7551_34R3-TX_a | 0.62365 | 0.48365 | 1.6696
LN_6100B004-140_6100B004-139 | 1 | 0.0094866 | 6100B004-140_c | 6100B004-139_c | 0.58664 | 0.18888 | 24.0873
LN_7551_24L4_1_7551_24L5-S010 | 1 | 0.0084644 | 7551_24L4_1_c | 7551_24L5-S010_c | 0.41267 | 0.44726 | 1.7254
LN_7551_24L12R2-TX_7551_24L12R4-TX | 1 | 0.035176 | 7551_24L12R2-TX_b | 7551_24L12R4-TX_b | 0.62365 | 0.48365 | 1.6696
LN_7551_34_2_7551_34R1-S019 | 1 | 0.014353 | 7551_34_2_a | 7551_34R1-S019_a | 0.62365 | 0.48365 | 1.6696
LN_6100B004-139_7551_35L3-TX | 1 | 0.028841 | 6100B004-139_c | 7551_35L3-TX_c | 0.41267 | 0.44726 | 1.7254
LN_7551_24L4R4_1_7551_24L4R4L3-TX | 1 | 0.038982 | 7551_24L4R4_1_c | 7551_24L4R4L3-TX_c | 0.41267 | 0.44726 | 1.7254
LN_7551_24L18_1_7551_24L18-S016 | 1 | 0.0059875 | 7551_24L18_1_a | 7551_24L18-S016_a | 0.62365 | 0.48365 | 1.6696
LN_7551_12L4L2_1_7551_12L4L2L2-TX | 1 | 0.023778 | 7551_12L4L2_1_b | 7551_12L4L2L2-TX_b | 0.62365 | 0.48365 | 1.6696
LN_7551_34R1-S019_7551_34R2_1 | 1 | 0.013068 | 7551_34R1-S019_a | 7551_34R2_1_a | 0.62365 | 0.48365 | 1.6696
LN_7551_24L11-S013_6100B004-160 | 1 | 0.0087706 | 7551_24L11-S013_a | 6100B004-160_a | 0.41267 | 0.44726 | 1.7254
LN_7551_40L3-S018_7551_40L5-TX | 1 | 0.054248 | 7551_40L3-S018_b | 7551_40L5-TX_b | 0.41267 | 0.44726 | 1.7254
LN_6100B004-141_7551_PM_40L1L1R1_1 | 1 | 0.029297 | 6100B004-141_b | 7551_PM_40L1L1R1_1_b | 0.58664 | 0.18888 | 24.0873
LN_7551_24L4R4_2_7551_24L4R6-TX | 1 | 0.037984 | 7551_24L4R4_2_c | 7551_24L4R6-TX_c | 0.41267 | 0.44726 | 1.7254
LN_7551_40L1_1_7551_40L1-S034 | 1 | 0.0061605 | 7551_40L1_1_b | 7551_40L1-S034_b | 0.62365 | 0.48365 | 1.6696
LN_7551_24L15L5-S027_7551_24L15L5_1 | 1 | 0.0044717 | 7551_24L15L5-S027_c | 7551_24L15L5_1_c | 0.62365 | 0.48365 | 1.6696
LN_7551_35L4-TX_7551_35L7-TX | 1 | 0.056534 | 7551_35L4-TX_c | 7551_35L7-TX_c | 0.41267 | 0.44726 | 1.7254
LN_7551_16R1_1_7551_16R1-TX | 1 | 0.0045165 | 7551_16R1_1_b | 7551_16R1-TX_b | 0.62365 | 0.48365 | 1.6696
LN_7551_34L4-TX_7551_34L4_1 | 1 | 0.00147 | 7551_34L4-TX_c | 7551_34L4_1_c | 0.62365 | 0.48365 | 1.6696
LN_7551_35-S012_6100B004-140 | 1 | 0.003373 | 7551_35-S012_c | 6100B004-140_c | 0.41267 | 0.44726 | 1.7254
LN_7551_24L15L5_1_7551_24L15L5R1-TX | 1 | 0.006548 | 7551_24L15L5_1_c | 7551_24L15L5R1-TX_c | 0.62365 | 0.48365 | 1.6696
LN_7551_PM_40L1L1R1_1_7551_PM_40L1L1R1_J0 | 1 | 0.0026356 | 7551_PM_40L1L1R1_1_b | 7551_PM_40L1L1R1_J0_b | 0.58664 | 0.18888 | 24.0873
LN_7551_34L1_1_7551_34L3-S071 | 1 | 0.051745 | 7551_34L1_1_c | 7551_34L3-S071_c | 0.62365 | 0.48365 | 1.6696
LN_7551_40L8-TX_7551_40L9-TX | 1 | 0.029068 | 7551_40L8-TX_b | 7551_40L9-TX_b | 0.41267 | 0.44726 | 1.7254
LN_6100_1_7_6100_28 | 1 | 0.0015612 | 6100_1_7_b | 6100_28_b | 0.62365 | 0.48365 | 1.6696
LN_7551_24L19-TX_7551_24L20-TX | 1 | 0.023632 | 7551_24L19-TX_a | 7551_24L20-TX_a | 0.62365 | 0.48365 | 1.6696
LN_7551_24L4R1-TX_7551_24L4R4-TX | 1 | 0.06323 | 7551_24L4R1-TX_c | 7551_24L4R4-TX_c | 0.41267 | 0.44726 | 1.7254
LN_7551_24L15L5_2_7551_24L15L5-S027 | 1 | 0.0043212 | 7551_24L15L5_2_c | 7551_24L15L5-S027_c | 0.62365 | 0.48365 | 1.6696
LN_7551_PM_24L11R2_2_7551_PM_24L11R2_J0 | 1 | 0.001769 | 7551_PM_24L11R2_2_a | 7551_PM_24L11R2_J0_a | 0.58664 | 0.18888 | 24.0873
LN_6100B004-138_6100B004-143 | 1 | 0.010355 | 6100B004-138_c | 6100B004-143_c | 0.58664 | 0.18888 | 24.0873
LN_7551_34-S008_7551_34L1-TX | 1 | 0.012233 | 7551_34-S008_c | 7551_34L1-TX_c | 0.62365 | 0.48365 | 1.6696
LN_7551_24L17-TX_7551_24L18_1 | 1 | 0.027022 | 7551_24L17-TX_a | 7551_24L18_1_a | 0.62365 | 0.48365 | 1.6696
LN_7551_34L1L1-TX_7551_34L1L3-TX | 1 | 0.036813 | 7551_34L1L1-TX_c | 7551_34L1L3-TX_c | 0.62365 | 0.48365 | 1.6696
LN_7551_40L1_1_7551_40L2-TX | 1 | 0.041225 | 7551_40L1_1_b | 7551_40L2-TX_b | 0.41267 | 0.44726 | 1.7254
LN_7551_40L5-TX_7551_40L8-TX | 1 | 0.12109 | 7551_40L5-TX_b | 7551_40L8-TX_b | 0.41267 | 0.44726 | 1.7254
LN_7551_24L4R4-TX_7551_24L4R4_2 | 1 | 0.0081435 | 7551_24L4R4-TX_c | 7551_24L4R4_2_c | 0.41267 | 0.44726 | 1.7254
End of Single-Phase Line
Two-Phase Line |  | Go to Type List
ID | Status | Length | From1 | From2 | To1 | To2 | r11 (Ohm/length_unit) | x11 (Ohm/length_unit) | r21 (Ohm/length_unit) | x21 (Ohm/length_unit) | r22 (Ohm/length_unit) | x22 (Ohm/length_unit) | b11 (uS/length_unit) | b21 (uS/length_unit) | b22 (uS/length_unit)
End of Two-Phase Line
Three-Phase Line with Full Data |  | Go to Type List
ID | Status | Length | From1 | From2 | From3 | To1 | To2 | To3 | r11 (Ohm/length_unit) | x11 (Ohm/length_unit) | r21 (Ohm/length_unit) | x21 (Ohm/length_unit) | r22 (Ohm/length_unit) | x22 (Ohm/length_unit) | r31 (Ohm/length_unit) | x31 (Ohm/length_unit) | r32 (Ohm/length_unit) | x32 (Ohm/length_unit) | r33 (Ohm/length_unit) | x33 (Ohm/length_unit) | b11 (uS/length_unit) | b21 (uS/length_unit) | b22 (uS/length_unit) | b31 (uS/length_unit) | b32 (uS/length_unit) | b33 (uS/length_unit)
LN_7551_PM_29R5R3-TX_7551_PM_29R5R3_J0 | 1 | 6.2137e-08 | 7551_PM_29R5R3-TX_a | 7551_PM_29R5R3-TX_b | 7551_PM_29R5R3-TX_c | 7551_PM_29R5R3_J0_a | 7551_PM_29R5R3_J0_b | 7551_PM_29R5R3_J0_c | 0.33442 | 0.40106 | 0.061822 | 0.18552 | 0.33442 | 0.40106 | 0.061822 | 0.18552 | 0.061822 | 0.18552 | 0.33442 | 0.40106 | 2.6667 | -0.72261 | 2.6667 | -0.72261 | -0.72261 | 2.6667
LN_7551_VA_29R6-TX_7551_VA_29R6_2 | 1 | 0.0014421 | 7551_VA_29R6-TX_a | 7551_VA_29R6-TX_b | 7551_VA_29R6-TX_c | 7551_VA_29R6_2_a | 7551_VA_29R6_2_b | 7551_VA_29R6_2_c | 0.58664 | 0.18888 | 0.1088 | -0.0050538 | 0.58664 | 0.18888 | 0.1088 | -0.0050538 | 0.1088 | -0.0050538 | 0.58664 | 0.18888 | 24.0873 | -12.0437 | 24.0873 | -12.0437 | -12.0437 | 24.0873
LN_6100-26_6100-27 | 1 | 0.0014024 | 6100-26_a | 6100-26_b | 6100-26_c | 6100-27_a | 6100-27_b | 6100-27_c | 0.092522 | 0.060936 | 0.01019 | -0.012013 | 0.092522 | 0.060936 | 0.01019 | -0.012013 | 0.01019 | -0.012013 | 0.092522 | 0.060936 | 50.5929 | -25.2964 | 50.5929 | -25.2964 | -25.2964 | 50.5929
LN_7551_34_2_7551_35_1 | 1 | 0.022156 | 7551_34_2_a | 7551_34_2_b | 7551_34_2_c | 7551_35_1_a | 7551_35_1_b | 7551_35_1_c | 0.09089 | 0.37352 | 0.02564 | 0.15707 | 0.09089 | 0.37352 | 0.02564 | 0.15707 | 0.02564 | 0.15707 | 0.09089 | 0.37352 | 2.373 | -0.60673 | 2.373 | -0.60673 | -0.60673 | 2.373
LN_7537_20L5-TX_7537_20L4-TX | 1 | 0.021645 | 7537_20L5-TX_a | 7537_20L5-TX_b | 7537_20L5-TX_c | 7537_20L4-TX_a | 7537_20L4-TX_b | 7537_20L4-TX_c | 0.09089 | 0.37352 | 0.02564 | 0.15707 | 0.09089 | 0.37352 | 0.02564 | 0.15707 | 0.02564 | 0.15707 | 0.09089 | 0.37352 | 2.373 | -0.60673 | 2.373 | -0.60673 | -0.60673 | 2.373
LN_7551_16L1-TX_7551_16L3-TX | 1 | 0.054995 | 7551_16L1-TX_a | 7551_16L1-TX_b | 7551_16L1-TX_c | 7551_16L3-TX_a | 7551_16L3-TX_b | 7551_16L3-TX_c | 0.33203 | 0.43669 | 0.062912 | 0.17061 | 0.33203 | 0.43669 | 0.062912 | 0.17061 | 0.062912 | 0.17061 | 0.33203 | 0.43669 | 1.9889 | -0.43535 | 1.9889 | -0.43535 | -0.43535 | 1.9889
LN_7551_PM_29R5R3_1_7551_PM_29R5R3_J0 | 1 | 0.0020565 | 7551_PM_29R5R3_1_a | 7551_PM_29R5R3_1_b | 7551_PM_29R5R3_1_c | 7551_PM_29R5R3_J0_a | 7551_PM_29R5R3_J0_b | 7551_PM_29R5R3_J0_c | 0.71188 | 0.21145 | 0.13401 | 0.013235 | 0.71188 | 0.21145 | 0.13401 | 0.013235 | 0.13401 | 0.013235 | 0.71188 | 0.21145 | 18.3636 | -9.1818 | 18.3636 | -9.1818 | -9.1818 | 18.3636
LN_6100B004-137_7551_VA_29R6_1 | 1 | 0.0098219 | 6100B004-137_a | 6100B004-137_b | 6100B004-137_c | 7551_VA_29R6_1_a | 7551_VA_29R6_1_b | 7551_VA_29R6_1_c | 0.58664 | 0.18888 | 0.1088 | -0.0050538 | 0.58664 | 0.18888 | 0.1088 | -0.0050538 | 0.1088 | -0.0050538 | 0.58664 | 0.18888 | 24.0873 | -12.0437 | 24.0873 | -12.0437 | -12.0437 | 24.0873
LN_7551_29R2_1_7551_29R4-TX | 1 | 0.058278 | 7551_29R2_1_a | 7551_29R2_1_b | 7551_29R2_1_c | 7551_29R4-TX_a | 7551_29R4-TX_b | 7551_29R4-TX_c | 0.3264 | 0.45173 | 0.057148 | 0.19143 | 0.3264 | 0.45173 | 0.057148 | 0.19143 | 0.057148 | 0.19143 | 0.3264 | 0.45173 | 1.9975 | -0.48626 | 1.9975 | -0.48626 | -0.48626 | 1.9975
LN_7551_17R3_2_7551_17R3_1 | 1 | 0.0034377 | 7551_17R3_2_a | 7551_17R3_2_b | 7551_17R3_2_c | 7551_17R3_1_a | 7551_17R3_1_b | 7551_17R3_1_c | 0.1424 | 0.39955 | 0.034956 | 0.15147 | 0.1424 | 0.39955 | 0.034956 | 0.15147 | 0.034956 | 0.15147 | 0.1424 | 0.39955 | 2.138 | -0.48424 | 2.138 | -0.48424 | -0.48424 | 2.138
LN_6100B004-147_7552_PM_2AR4L1_1 | 1 | 0.0049673 | 6100B004-147_a | 6100B004-147_b | 6100B004-147_c | 7552_PM_2AR4L1_1_a | 7552_PM_2AR4L1_1_b | 7552_PM_2AR4L1_1_c | 0.71188 | 0.21145 | 0.13401 | 0.013235 | 0.71188 | 0.21145 | 0.13401 | 0.013235 | 0.13401 | 0.013235 | 0.71188 | 0.21145 | 18.3636 | -9.1818 | 18.3636 | -9.1818 | -9.1818 | 18.3636
LN_7551_24L15L7_1_7537_20L10_1 | 1 | 0.023619 | 7551_24L15L7_1_a | 7551_24L15L7_1_b | 7551_24L15L7_1_c | 7537_20L10_1_a | 7537_20L10_1_b | 7537_20L10_1_c | 0.090841 | 0.37436 | 0.025594 | 0.14498 | 0.090841 | 0.37436 | 0.025594 | 0.14498 | 0.025594 | 0.14498 | 0.090841 | 0.37436 | 2.2789 | -0.53141 | 2.2789 | -0.53141 | -0.53141 | 2.2789
LN_7537_20L6-TX_7537_20L5-TX | 1 | 0.016916 | 7537_20L6-TX_a | 7537_20L6-TX_b | 7537_20L6-TX_c | 7537_20L5-TX_a | 7537_20L5-TX_b | 7537_20L5-TX_c | 0.09089 | 0.37352 | 0.02564 | 0.15707 | 0.09089 | 0.37352 | 0.02564 | 0.15707 | 0.02564 | 0.15707 | 0.09089 | 0.37352 | 2.373 | -0.60673 | 2.373 | -0.60673 | -0.60673 | 2.373
LN_7551_12L4_1_7551_12L5-TX | 1 | 0.016786 | 7551_12L4_1_a | 7551_12L4_1_b | 7551_12L4_1_c | 7551_12L5-TX_a | 7551_12L5-TX_b | 7551_12L5-TX_c | 0.33203 | 0.43669 | 0.062912 | 0.17061 | 0.33203 | 0.43669 | 0.062912 | 0.17061 | 0.062912 | 0.17061 | 0.33203 | 0.43669 | 1.9889 | -0.43535 | 1.9889 | -0.43535 | -0.43535 | 1.9889
LN_7551_1_2_7551_1-S067 | 1 | 0.0044096 | 7551_1_2_a | 7551_1_2_b | 7551_1_2_c | 7551_1-S067_a | 7551_1-S067_b | 7551_1-S067_c | 0.066769 | 0.38496 | 0.020589 | 0.14689 | 0.066769 | 0.38496 | 0.020589 | 0.14689 | 0.020589 | 0.14689 | 0.066769 | 0.38496 | 2.2219 | -0.51223 | 2.2219 | -0.51223 | -0.51223 | 2.2219
LN_7551_8_1_7551_9-TX | 1 | 0.02517 | 7551_8_1_a | 7551_8_1_b | 7551_8_1_c | 7551_9-TX_a | 7551_9-TX_b | 7551_9-TX_c | 0.09089 | 0.37352 | 0.02564 | 0.15707 | 0.09089 | 0.37352 | 0.02564 | 0.15707 | 0.02564 | 0.15707 | 0.09089 | 0.37352 | 2.373 | -0.60673 | 2.373 | -0.60673 | -0.60673 | 2.373
LN_6100B004-149_7551_PM_17R3L2_1 | 1 | 0.010994 | 6100B004-149_a | 6100B004-149_b | 6100B004-149_c | 7551_PM_17R3L2_1_a | 7551_PM_17R3L2_1_b | 7551_PM_17R3L2_1_c | 0.71188 | 0.21145 | 0.13401 | 0.013235 | 0.71188 | 0.21145 | 0.13401 | 0.013235 | 0.13401 | 0.013235 | 0.71188 | 0.21145 | 18.3636 | -9.1818 | 18.3636 | -9.1818 | -9.1818 | 18.3636
LN_7551_1-S067_6100B004-159 | 1 | 0.0046441 | 7551_1-S067_a | 7551_1-S067_b | 7551_1-S067_c | 6100B004-159_a | 6100B004-159_b | 6100B004-159_c | 0.066769 | 0.38496 | 0.020589 | 0.14689 | 0.066769 | 0.38496 | 0.020589 | 0.14689 | 0.020589 | 0.14689 | 0.066769 | 0.38496 | 2.2219 | -0.51223 | 2.2219 | -0.51223 | -0.51223 | 2.2219
LN_7551_31-TX_7551_33-TX | 1 | 0.052191 | 7551_31-TX_a | 7551_31-TX_b | 7551_31-TX_c | 7551_33-TX_a | 7551_33-TX_b | 7551_33-TX_c | 0.09089 | 0.37352 | 0.02564 | 0.15707 | 0.09089 | 0.37352 | 0.02564 | 0.15707 | 0.02564 | 0.15707 | 0.09089 | 0.37352 | 2.373 | -0.60673 | 2.373 | -0.60673 | -0.60673 | 2.373
LN_7552_PM_2AR4L1_1_7551_PM_2AR4L1_J0 | 1 | 0.0020248 | 7552_PM_2AR4L1_1_a | 7552_PM_2AR4L1_1_b | 7552_PM_2AR4L1_1_c | 7551_PM_2AR4L1_J0_a | 7551_PM_2AR4L1_J0_b | 7551_PM_2AR4L1_J0_c | 0.71188 | 0.21145 | 0.13401 | 0.013235 | 0.71188 | 0.21145 | 0.13401 | 0.013235 | 0.13401 | 0.013235 | 0.71188 | 0.21145 | 18.3636 | -9.1818 | 18.3636 | -9.1818 | -9.1818 | 18.3636
LN_7551_26-TX_7551_28_1 | 1 | 0.036107 | 7551_26-TX_a | 7551_26-TX_b | 7551_26-TX_c | 7551_28_1_a | 7551_28_1_b | 7551_28_1_c | 0.09089 | 0.37352 | 0.02564 | 0.15707 | 0.09089 | 0.37352 | 0.02564 | 0.15707 | 0.02564 | 0.15707 | 0.09089 | 0.37352 | 2.373 | -0.60673 | 2.373 | -0.60673 | -0.60673 | 2.373
LN_7551_29_2_7551_29R1A_1 | 1 | 0.015017 | 7551_29_2_a | 7551_29_2_b | 7551_29_2_c | 7551_29R1A_1_a | 7551_29R1A_1_b | 7551_29R1A_1_c | 0.33203 | 0.43669 | 0.062912 | 0.17061 | 0.33203 | 0.43669 | 0.062912 | 0.17061 | 0.062912 | 0.17061 | 0.33203 | 0.43669 | 1.9889 | -0.43535 | 1.9889 | -0.43535 | -0.43535 | 1.9889
LN_7551_16_2_7551_17_1 | 1 | 0.011268 | 7551_16_2_a | 7551_16_2_b | 7551_16_2_c | 7551_17_1_a | 7551_17_1_b | 7551_17_1_c | 0.090841 | 0.37436 | 0.025594 | 0.14498 | 0.090841 | 0.37436 | 0.025594 | 0.14498 | 0.025594 | 0.14498 | 0.090841 | 0.37436 | 2.2789 | -0.53141 | 2.2789 | -0.53141 | -0.53141 | 2.2789
LN_7551_12_1_7551_12-S002 | 1 | 0.0076056 | 7551_12_1_a | 7551_12_1_b | 7551_12_1_c | 7551_12-S002_a | 7551_12-S002_b | 7551_12-S002_c | 0.33203 | 0.43669 | 0.062912 | 0.17061 | 0.33203 | 0.43669 | 0.062912 | 0.17061 | 0.062912 | 0.17061 | 0.33203 | 0.43669 | 1.9889 | -0.43535 | 1.9889 | -0.43535 | -0.43535 | 1.9889
LN_7551_2AR1R3-TX_7551_2AR1R3_1 | 1 | 0.002305 | 7551_2AR1R3-TX_a | 7551_2AR1R3-TX_b | 7551_2AR1R3-TX_c | 7551_2AR1R3_1_a | 7551_2AR1R3_1_b | 7551_2AR1R3_1_c | 0.1424 | 0.39955 | 0.034956 | 0.15147 | 0.1424 | 0.39955 | 0.034956 | 0.15147 | 0.034956 | 0.15147 | 0.1424 | 0.39955 | 2.138 | -0.48424 | 2.138 | -0.48424 | -0.48424 | 2.138
LN_7551_16-S005_7551_16L1-TX | 1 | 0.020403 | 7551_16-S005_a | 7551_16-S005_b | 7551_16-S005_c | 7551_16L1-TX_a | 7551_16L1-TX_b | 7551_16L1-TX_c | 0.33203 | 0.43669 | 0.062912 | 0.17061 | 0.33203 | 0.43669 | 0.062912 | 0.17061 | 0.062912 | 0.17061 | 0.33203 | 0.43669 | 1.9889 | -0.43535 | 1.9889 | -0.43535 | -0.43535 | 1.9889
LN_7551_1_1_7551_2-TX | 1 | 0.0035084 | 7551_1_1_a | 7551_1_1_b | 7551_1_1_c | 7551_2-TX_a | 7551_2-TX_b | 7551_2-TX_c | 0.09089 | 0.37352 | 0.02564 | 0.15707 | 0.09089 | 0.37352 | 0.02564 | 0.15707 | 0.02564 | 0.15707 | 0.09089 | 0.37352 | 2.373 | -0.60673 | 2.373 | -0.60673 | -0.60673 | 2.373
LN_7551_12L5-TX_7551_12L6-TX | 1 | 0.018072 | 7551_12L5-TX_a | 7551_12L5-TX_b | 7551_12L5-TX_c | 7551_12L6-TX_a | 7551_12L6-TX_b | 7551_12L6-TX_c | 0.33203 | 0.43669 | 0.062912 | 0.17061 | 0.33203 | 0.43669 | 0.062912 | 0.17061 | 0.062912 | 0.17061 | 0.33203 | 0.43669 | 1.9889 | -0.43535 | 1.9889 | -0.43535 | -0.43535 | 1.9889
LN_7551_PM_17R3L2-TX_7551_PM_17R3L2_2 | 1 | 6.2137e-08 | 7551_PM_17R3L2-TX_a | 7551_PM_17R3L2-TX_b | 7551_PM_17R3L2-TX_c | 7551_PM_17R3L2_2_a | 7551_PM_17R3L2_2_b | 7551_PM_17R3L2_2_c | 0.33442 | 0.40106 | 0.061822 | 0.18552 | 0.33442 | 0.40106 | 0.061822 | 0.18552 | 0.061822 | 0.18552 | 0.33442 | 0.40106 | 2.6667 | -0.72261 | 2.6667 | -0.72261 | -0.72261 | 2.6667
LN_7551_24_2_7551_24_1 | 1 | 0.0029651 | 7551_24_2_a | 7551_24_2_b | 7551_24_2_c | 7551_24_1_a | 7551_24_1_b | 7551_24_1_c | 0.09089 | 0.37352 | 0.02564 | 0.15707 | 0.09089 | 0.37352 | 0.02564 | 0.15707 | 0.02564 | 0.15707 | 0.09089 | 0.37352 | 2.373 | -0.60673 | 2.373 | -0.60673 | -0.60673 | 2.373
LN_7551_29_2_7551_30_1 | 1 | 0.01914 | 7551_29_2_a | 7551_29_2_b | 7551_29_2_c | 7551_30_1_a | 7551_30_1_b | 7551_30_1_c | 0.09089 | 0.37352 | 0.02564 | 0.15707 | 0.09089 | 0.37352 | 0.02564 | 0.15707 | 0.02564 | 0.15707 | 0.09089 | 0.37352 | 2.373 | -0.60673 | 2.373 | -0.60673 | -0.60673 | 2.373
LN_6100-14_6100_23 | 1 | 0.00099001 | 6100-14_a | 6100-14_b | 6100-14_c | 6100_23_a | 6100_23_b | 6100_23_c | 0.17238 | 0.52968 | 0.036794 | 0.19979 | 0.17238 | 0.52968 | 0.036794 | 0.19979 | 0.036794 | 0.19979 | 0.17238 | 0.52968 | 1.6647 | -0.26015 | 1.6647 | -0.26015 | -0.26015 | 1.6647
LN_6100B004-152_7551_PM_17R3R3_1 | 1 | 0.01663 | 6100B004-152_a | 6100B004-152_b | 6100B004-152_c | 7551_PM_17R3R3_1_a | 7551_PM_17R3R3_1_b | 7551_PM_17R3R3_1_c | 0.71188 | 0.21145 | 0.13401 | 0.013235 | 0.71188 | 0.21145 | 0.13401 | 0.013235 | 0.13401 | 0.013235 | 0.71188 | 0.21145 | 18.3636 | -9.1818 | 18.3636 | -9.1818 | -9.1818 | 18.3636
LN_7551_2AR1_1_7552_4_1 | 1 | 0.067503 | 7551_2AR1_1_a | 7551_2AR1_1_b | 7551_2AR1_1_c | 7552_4_1_a | 7552_4_1_b | 7552_4_1_c | 0.09089 | 0.37352 | 0.02564 | 0.15707 | 0.09089 | 0.37352 | 0.02564 | 0.15707 | 0.02564 | 0.15707 | 0.09089 | 0.37352 | 2.373 | -0.60673 | 2.373 | -0.60673 | -0.60673 | 2.373
LN_7551_24L12R1-S069_6100B004-161 | 1 | 0.0033114 | 7551_24L12R1-S069_a | 7551_24L12R1-S069_b | 7551_24L12R1-S069_c | 6100B004-161_a | 6100B004-161_b | 6100B004-161_c | 0.62133 | 0.4867 | 0.081098 | 0.20432 | 0.62133 | 0.4867 | 0.081098 | 0.20432 | 0.081098 | 0.20432 | 0.62133 | 0.4867 | 1.8778 | -0.39963 | 1.8778 | -0.39963 | -0.39963 | 1.8778
LN_6100B004-145_7551_PM_17R1L1_2 | 1 | 0.03341 | 6100B004-145_a | 6100B004-145_b | 6100B004-145_c | 7551_PM_17R1L1_2_a | 7551_PM_17R1L1_2_b | 7551_PM_17R1L1_2_c | 0.71188 | 0.21145 | 0.13401 | 0.013235 | 0.71188 | 0.21145 | 0.13401 | 0.013235 | 0.13401 | 0.013235 | 0.71188 | 0.21145 | 18.3636 | -9.1818 | 18.3636 | -9.1818 | -9.1818 | 18.3636
LN_7551_20-TX_7551_20A_1 | 1 | 0.016371 | 7551_20-TX_a | 7551_20-TX_b | 7551_20-TX_c | 7551_20A_1_a | 7551_20A_1_b | 7551_20A_1_c | 0.090841 | 0.37436 | 0.025594 | 0.14498 | 0.090841 | 0.37436 | 0.025594 | 0.14498 | 0.025594 | 0.14498 | 0.090841 | 0.37436 | 2.2789 | -0.53141 | 2.2789 | -0.53141 | -0.53141 | 2.2789
LN_7551_24L12R1_1_7551_24L12-S068 | 1 | 0.027357 | 7551_24L12R1_1_a | 7551_24L12R1_1_b | 7551_24L12R1_1_c | 7551_24L12-S068_a | 7551_24L12-S068_b | 7551_24L12-S068_c | 0.62133 | 0.4867 | 0.081098 | 0.20432 | 0.62133 | 0.4867 | 0.081098 | 0.20432 | 0.081098 | 0.20432 | 0.62133 | 0.4867 | 1.8778 | -0.39963 | 1.8778 | -0.39963 | -0.39963 | 1.8778
LN_7564_22_J0_7564_22_1 | 1 | 0.0042381 | 7564_22_J0_a | 7564_22_J0_b | 7564_22_J0_c | 7564_22_1_a | 7564_22_1_b | 7564_22_1_c | 0.17698 | 0.39959 | 0.041395 | 0.15305 | 0.17698 | 0.39959 | 0.041395 | 0.15305 | 0.041395 | 0.15305 | 0.17698 | 0.39959 | 2.1236 | -0.47949 | 2.1236 | -0.47949 | -0.47949 | 2.1236
LN_6100-27_6100_30 | 1 | 0.00073849 | 6100-27_a | 6100-27_b | 6100-27_c | 6100_30_a | 6100_30_b | 6100_30_c | 0.020429 | 0.37181 | 0.012041 | 0.16553 | 0.020429 | 0.37181 | 0.012041 | 0.16553 | 0.012041 | 0.16553 | 0.020429 | 0.37181 | 7.4171 | -2.8185 | 7.4171 | -2.8185 | -2.8185 | 7.4171
LN_7551_24L4_1_7551_24L7-TX | 1 | 0.047063 | 7551_24L4_1_a | 7551_24L4_1_b | 7551_24L4_1_c | 7551_24L7-TX_a | 7551_24L7-TX_b | 7551_24L7-TX_c | 0.09089 | 0.37352 | 0.02564 | 0.15707 | 0.09089 | 0.37352 | 0.02564 | 0.15707 | 0.02564 | 0.15707 | 0.09089 | 0.37352 | 2.373 | -0.60673 | 2.373 | -0.60673 | -0.60673 | 2.373
LN_7551_24_2_7551_24L1-S072 | 1 | 0.01717 | 7551_24_2_a | 7551_24_2_b | 7551_24_2_c | 7551_24L1-S072_a | 7551_24L1-S072_b | 7551_24L1-S072_c | 0.09089 | 0.37352 | 0.02564 | 0.15707 | 0.09089 | 0.37352 | 0.02564 | 0.15707 | 0.02564 | 0.15707 | 0.09089 | 0.37352 | 2.373 | -0.60673 | 2.373 | -0.60673 | -0.60673 | 2.373
LN_7551_25_1_7551_25R2-TX | 1 | 0.036172 | 7551_25_1_a | 7551_25_1_b | 7551_25_1_c | 7551_25R2-TX_a | 7551_25R2-TX_b | 7551_25R2-TX_c | 0.41067 | 0.45141 | 0.070209 | 0.17976 | 0.41067 | 0.45141 | 0.070209 | 0.17976 | 0.070209 | 0.17976 | 0.41067 | 0.45141 | 1.9512 | -0.42314 | 1.9512 | -0.42314 | -0.42314 | 1.9512
LN_7551_20AR2_1_7551_20AR2-TX | 1 | 0.0035651 | 7551_20AR2_1_a | 7551_20AR2_1_b | 7551_20AR2_1_c | 7551_20AR2-TX_a | 7551_20AR2-TX_b | 7551_20AR2-TX_c | 0.33203 | 0.43669 | 0.062912 | 0.17061 | 0.33203 | 0.43669 | 0.062912 | 0.17061 | 0.062912 | 0.17061 | 0.33203 | 0.43669 | 1.9889 | -0.43535 | 1.9889 | -0.43535 | -0.43535 | 1.9889
LN_7537_PM_20L9R1_J0_7537_PM_20L9R1-TX | 1 | 6.2137e-08 | 7537_PM_20L9R1_J0_a | 7537_PM_20L9R1_J0_b | 7537_PM_20L9R1_J0_c | 7537_PM_20L9R1-TX_a | 7537_PM_20L9R1-TX_b | 7537_PM_20L9R1-TX_c | 0.33442 | 0.40106 | 0.061822 | 0.18552 | 0.33442 | 0.40106 | 0.061822 | 0.18552 | 0.061822 | 0.18552 | 0.33442 | 0.40106 | 2.6667 | -0.72261 | 2.6667 | -0.72261 | -0.72261 | 2.6667
LN_7551_24L12_1_7551_24L13-TX | 1 | 0.01011 | 7551_24L12_1_a | 7551_24L12_1_b | 7551_24L12_1_c | 7551_24L13-TX_a | 7551_24L13-TX_b | 7551_24L13-TX_c | 0.09089 | 0.37352 | 0.02564 | 0.15707 | 0.09089 | 0.37352 | 0.02564 | 0.15707 | 0.02564 | 0.15707 | 0.09089 | 0.37352 | 2.373 | -0.60673 | 2.373 | -0.60673 | -0.60673 | 2.373
LN_7551_30_1_7551_31-TX | 1 | 0.021078 | 7551_30_1_a | 7551_30_1_b | 7551_30_1_c | 7551_31-TX_a | 7551_31-TX_b | 7551_31-TX_c | 0.09089 | 0.37352 | 0.02564 | 0.15707 | 0.09089 | 0.37352 | 0.02564 | 0.15707 | 0.02564 | 0.15707 | 0.09089 | 0.37352 | 2.373 | -0.60673 | 2.373 | -0.60673 | -0.60673 | 2.373
LN_7551_PM_17R3L2_J0_7551_PM_17R3L2-TX | 1 | 6.2137e-08 | 7551_PM_17R3L2_J0_a | 7551_PM_17R3L2_J0_b | 7551_PM_17R3L2_J0_c | 7551_PM_17R3L2-TX_a | 7551_PM_17R3L2-TX_b | 7551_PM_17R3L2-TX_c | 0.33442 | 0.40106 | 0.061822 | 0.18552 | 0.33442 | 0.40106 | 0.061822 | 0.18552 | 0.061822 | 0.18552 | 0.33442 | 0.40106 | 2.6667 | -0.72261 | 2.6667 | -0.72261 | -0.72261 | 2.6667
LN_7551_29R5_1_7551_29R5R1-TX | 1 | 0.02819 | 7551_29R5_1_a | 7551_29R5_1_b | 7551_29R5_1_c | 7551_29R5R1-TX_a | 7551_29R5R1-TX_b | 7551_29R5R1-TX_c | 0.3264 | 0.45173 | 0.057148 | 0.19143 | 0.3264 | 0.45173 | 0.057148 | 0.19143 | 0.057148 | 0.19143 | 0.3264 | 0.45173 | 1.9975 | -0.48626 | 1.9975 | -0.48626 | -0.48626 | 1.9975
LN_7551_24L12R1_2_7551_24L12R1_1 | 1 | 0.0022828 | 7551_24L12R1_2_a | 7551_24L12R1_2_b | 7551_24L12R1_2_c | 7551_24L12R1_1_a | 7551_24L12R1_1_b | 7551_24L12R1_1_c | 0.62133 | 0.4867 | 0.081098 | 0.20432 | 0.62133 | 0.4867 | 0.081098 | 0.20432 | 0.081098 | 0.20432 | 0.62133 | 0.4867 | 1.8778 | -0.39963 | 1.8778 | -0.39963 | -0.39963 | 1.8778
LN_7551_16L4R4-TX_7551_16L4R4_1 | 1 | 0.0016679 | 7551_16L4R4-TX_a | 7551_16L4R4-TX_b | 7551_16L4R4-TX_c | 7551_16L4R4_1_a | 7551_16L4R4_1_b | 7551_16L4R4_1_c | 0.33203 | 0.43669 | 0.062912 | 0.17061 | 0.33203 | 0.43669 | 0.062912 | 0.17061 | 0.062912 | 0.17061 | 0.33203 | 0.43669 | 1.9889 | -0.43535 | 1.9889 | -0.43535 | -0.43535 | 1.9889
LN_7551_24L13-S039_7551_24L15_1 | 1 | 0.042436 | 7551_24L13-S039_a | 7551_24L13-S039_b | 7551_24L13-S039_c | 7551_24L15_1_a | 7551_24L15_1_b | 7551_24L15_1_c | 0.11289 | 0.38719 | 0.047644 | 0.15781 | 0.11289 | 0.38719 | 0.047644 | 0.15781 | 0.047644 | 0.15781 | 0.11289 | 0.38719 | 2.2736 | -0.53669 | 2.2736 | -0.53669 | -0.53669 | 2.2736
LN_7537_20L8-TX_7537_20L7_1 | 1 | 0.026403 | 7537_20L8-TX_a | 7537_20L8-TX_b | 7537_20L8-TX_c | 7537_20L7_1_a | 7537_20L7_1_b | 7537_20L7_1_c | 0.09089 | 0.37352 | 0.02564 | 0.15707 | 0.09089 | 0.37352 | 0.02564 | 0.15707 | 0.02564 | 0.15707 | 0.09089 | 0.37352 | 2.373 | -0.60673 | 2.373 | -0.60673 | -0.60673 | 2.373
LN_7551_24L15L1A-TX_7551_24L15L3-TX | 1 | 0.039154 | 7551_24L15L1A-TX_a | 7551_24L15L1A-TX_b | 7551_24L15L1A-TX_c | 7551_24L15L3-TX_a | 7551_24L15L3-TX_b | 7551_24L15L3-TX_c | 0.090841 | 0.37436 | 0.025594 | 0.14498 | 0.090841 | 0.37436 | 0.025594 | 0.14498 | 0.025594 | 0.14498 | 0.090841 | 0.37436 | 2.2789 | -0.53141 | 2.2789 | -0.53141 | -0.53141 | 2.2789
LN_7551_29R5_1_7551_29R5-S029 | 1 | 0.0063497 | 7551_29R5_1_a | 7551_29R5_1_b | 7551_29R5_1_c | 7551_29R5-S029_a | 7551_29R5-S029_b | 7551_29R5-S029_c | 0.3264 | 0.45173 | 0.057148 | 0.19143 | 0.3264 | 0.45173 | 0.057148 | 0.19143 | 0.057148 | 0.19143 | 0.3264 | 0.45173 | 1.9975 | -0.48626 | 1.9975 | -0.48626 | -0.48626 | 1.9975
LN_7551_2AR1_1_7551_2AR4-S040 | 1 | 0.062845 | 7551_2AR1_1_a | 7551_2AR1_1_b | 7551_2AR1_1_c | 7551_2AR4-S040_a | 7551_2AR4-S040_b | 7551_2AR4-S040_c | 0.1424 | 0.39955 | 0.034956 | 0.15147 | 0.1424 | 0.39955 | 0.034956 | 0.15147 | 0.034956 | 0.15147 | 0.1424 | 0.39955 | 2.138 | -0.48424 | 2.138 | -0.48424 | -0.48424 | 2.138
LN_7551_2AR4-S040_6100B004-147 | 1 | 0.0078415 | 7551_2AR4-S040_a | 7551_2AR4-S040_b | 7551_2AR4-S040_c | 6100B004-147_a | 6100B004-147_b | 6100B004-147_c | 0.1424 | 0.39955 | 0.034956 | 0.15147 | 0.1424 | 0.39955 | 0.034956 | 0.15147 | 0.034956 | 0.15147 | 0.1424 | 0.39955 | 2.138 | -0.48424 | 2.138 | -0.48424 | -0.48424 | 2.138
LN_7551_33-TX_7551_34_1 | 1 | 0.027159 | 7551_33-TX_a | 7551_33-TX_b | 7551_33-TX_c | 7551_34_1_a | 7551_34_1_b | 7551_34_1_c | 0.09089 | 0.37352 | 0.02564 | 0.15707 | 0.09089 | 0.37352 | 0.02564 | 0.15707 | 0.02564 | 0.15707 | 0.09089 | 0.37352 | 2.373 | -0.60673 | 2.373 | -0.60673 | -0.60673 | 2.373
LN_7551_14_7551_16_1 | 1 | 0.051165 | 7551_14_a | 7551_14_b | 7551_14_c | 7551_16_1_a | 7551_16_1_b | 7551_16_1_c | 0.09089 | 0.37352 | 0.02564 | 0.15707 | 0.09089 | 0.37352 | 0.02564 | 0.15707 | 0.02564 | 0.15707 | 0.09089 | 0.37352 | 2.373 | -0.60673 | 2.373 | -0.60673 | -0.60673 | 2.373
LN_7551_24L3-TX_7551_24L4_1 | 1 | 0.015657 | 7551_24L3-TX_a | 7551_24L3-TX_b | 7551_24L3-TX_c | 7551_24L4_1_a | 7551_24L4_1_b | 7551_24L4_1_c | 0.09089 | 0.37352 | 0.02564 | 0.15707 | 0.09089 | 0.37352 | 0.02564 | 0.15707 | 0.02564 | 0.15707 | 0.09089 | 0.37352 | 2.373 | -0.60673 | 2.373 | -0.60673 | -0.60673 | 2.373
LN_7551_29R1-S024_7551_29R2_1 | 1 | 0.023086 | 7551_29R1-S024_a | 7551_29R1-S024_b | 7551_29R1-S024_c | 7551_29R2_1_a | 7551_29R2_1_b | 7551_29R2_1_c | 0.33203 | 0.43669 | 0.062912 | 0.17061 | 0.33203 | 0.43669 | 0.062912 | 0.17061 | 0.062912 | 0.17061 | 0.33203 | 0.43669 | 1.9889 | -0.43535 | 1.9889 | -0.43535 | -0.43535 | 1.9889
LN_7551_2-TX_7551_2AR1_2 | 1 | 0.013053 | 7551_2-TX_a | 7551_2-TX_b | 7551_2-TX_c | 7551_2AR1_2_a | 7551_2AR1_2_b | 7551_2AR1_2_c | 0.09089 | 0.37352 | 0.02564 | 0.15707 | 0.09089 | 0.37352 | 0.02564 | 0.15707 | 0.02564 | 0.15707 | 0.09089 | 0.37352 | 2.373 | -0.60673 | 2.373 | -0.60673 | -0.60673 | 2.373
LN_7551_17R3R2-S058_6100B004-152 | 1 | 0.0049233 | 7551_17R3R2-S058_a | 7551_17R3R2-S058_b | 7551_17R3R2-S058_c | 6100B004-152_a | 6100B004-152_b | 6100B004-152_c | 0.62133 | 0.4867 | 0.081098 | 0.20432 | 0.62133 | 0.4867 | 0.081098 | 0.20432 | 0.081098 | 0.20432 | 0.62133 | 0.4867 | 1.8778 | -0.39963 | 1.8778 | -0.39963 | -0.39963 | 1.8778
LN_6100_SUB_52622-B004_6100B004-158 | 1 | 0.0022166 | 6100_SUB_52622-B004_a | 6100_SUB_52622-B004_b | 6100_SUB_52622-B004_c | 6100B004-158_a | 6100B004-158_b | 6100B004-158_c | 0.020429 | 0.37181 | 0.012041 | 0.16553 | 0.020429 | 0.37181 | 0.012041 | 0.16553 | 0.012041 | 0.16553 | 0.020429 | 0.37181 | 7.4171 | -2.8185 | 7.4171 | -2.8185 | -2.8185 | 7.4171
LN_7551_28_1_7551_29_1 | 1 | 0.0026608 | 7551_28_1_a | 7551_28_1_b | 7551_28_1_c | 7551_29_1_a | 7551_29_1_b | 7551_29_1_c | 0.09089 | 0.37352 | 0.02564 | 0.15707 | 0.09089 | 0.37352 | 0.02564 | 0.15707 | 0.02564 | 0.15707 | 0.09089 | 0.37352 | 2.373 | -0.60673 | 2.373 | -0.60673 | -0.60673 | 2.373
LN_6100_1_20_6100_1_21 | 1 | 6.2137e-08 | 6100_1_20_a | 6100_1_20_b | 6100_1_20_c | 6100_1_21_a | 6100_1_21_b | 6100_1_21_c | 0.020429 | 0.37181 | 0.012041 | 0.16553 | 0.020429 | 0.37181 | 0.012041 | 0.16553 | 0.012041 | 0.16553 | 0.020429 | 0.37181 | 7.4171 | -2.8185 | 7.4171 | -2.8185 | -2.8185 | 7.4171
LN_7551_17R3_1_7551_17R3L1-S057 | 1 | 0.019281 | 7551_17R3_1_a | 7551_17R3_1_b | 7551_17R3_1_c | 7551_17R3L1-S057_a | 7551_17R3L1-S057_b | 7551_17R3L1-S057_c | 0.62133 | 0.4867 | 0.081098 | 0.20432 | 0.62133 | 0.4867 | 0.081098 | 0.20432 | 0.081098 | 0.20432 | 0.62133 | 0.4867 | 1.8778 | -0.39963 | 1.8778 | -0.39963 | -0.39963 | 1.8778
LN_6100SBP32988_6100_1_6 | 1 | 0.0027963 | 6100SBP32988_a | 6100SBP32988_b | 6100SBP32988_c | 6100_1_6_a | 6100_1_6_b | 6100_1_6_c | 0.016774 | 0.35114 | 0.010684 | 0.16145 | 0.016774 | 0.35114 | 0.010684 | 0.16145 | 0.010684 | 0.16145 | 0.016774 | 0.35114 | 11.1534 | -4.5941 | 11.1534 | -4.5941 | -4.5941 | 11.1534
LN_7551_12L2-TX_7551_12L4_1 | 1 | 0.048737 | 7551_12L2-TX_a | 7551_12L2-TX_b | 7551_12L2-TX_c | 7551_12L4_1_a | 7551_12L4_1_b | 7551_12L4_1_c | 0.33203 | 0.43669 | 0.062912 | 0.17061 | 0.33203 | 0.43669 | 0.062912 | 0.17061 | 0.062912 | 0.17061 | 0.33203 | 0.43669 | 1.9889 | -0.43535 | 1.9889 | -0.43535 | -0.43535 | 1.9889
LN_7551_21-TX_7551_24_2 | 1 | 0.051926 | 7551_21-TX_a | 7551_21-TX_b | 7551_21-TX_c | 7551_24_2_a | 7551_24_2_b | 7551_24_2_c | 0.090841 | 0.37436 | 0.025594 | 0.14498 | 0.090841 | 0.37436 | 0.025594 | 0.14498 | 0.025594 | 0.14498 | 0.090841 | 0.37436 | 2.2789 | -0.53141 | 2.2789 | -0.53141 | -0.53141 | 2.2789
LN_7551_24L12R1_1_7551_24L12R1-S069 | 1 | 0.0041912 | 7551_24L12R1_1_a | 7551_24L12R1_1_b | 7551_24L12R1_1_c | 7551_24L12R1-S069_a | 7551_24L12R1-S069_b | 7551_24L12R1-S069_c | 0.62133 | 0.4867 | 0.081098 | 0.20432 | 0.62133 | 0.4867 | 0.081098 | 0.20432 | 0.081098 | 0.20432 | 0.62133 | 0.4867 | 1.8778 | -0.39963 | 1.8778 | -0.39963 | -0.39963 | 1.8778
LN_7551_PM_2AR4L1-TX_7552_PM_2AR4L1_2 | 1 | 6.2137e-08 | 7551_PM_2AR4L1-TX_a | 7551_PM_2AR4L1-TX_b | 7551_PM_2AR4L1-TX_c | 7552_PM_2AR4L1_2_a | 7552_PM_2AR4L1_2_b | 7552_PM_2AR4L1_2_c | 0.33442 | 0.40106 | 0.061822 | 0.18552 | 0.33442 | 0.40106 | 0.061822 | 0.18552 | 0.061822 | 0.18552 | 0.33442 | 0.40106 | 2.6667 | -0.72261 | 2.6667 | -0.72261 | -0.72261 | 2.6667
LN_7551_29_1_7551_29_2 | 1 | 0.009123 | 7551_29_1_a | 7551_29_1_b | 7551_29_1_c | 7551_29_2_a | 7551_29_2_b | 7551_29_2_c | 0.09089 | 0.37352 | 0.02564 | 0.15707 | 0.09089 | 0.37352 | 0.02564 | 0.15707 | 0.02564 | 0.15707 | 0.09089 | 0.37352 | 2.373 | -0.60673 | 2.373 | -0.60673 | -0.60673 | 2.373
LN_7551_17_1_7551_20-TX | 1 | 0.054243 | 7551_17_1_a | 7551_17_1_b | 7551_17_1_c | 7551_20-TX_a | 7551_20-TX_b | 7551_20-TX_c | 0.090841 | 0.37436 | 0.025594 | 0.14498 | 0.090841 | 0.37436 | 0.025594 | 0.14498 | 0.025594 | 0.14498 | 0.090841 | 0.37436 | 2.2789 | -0.53141 | 2.2789 | -0.53141 | -0.53141 | 2.2789
LN_7551_2AR1R2-TX_7551_2AR1R3-TX | 1 | 0.0166 | 7551_2AR1R2-TX_a | 7551_2AR1R2-TX_b | 7551_2AR1R2-TX_c | 7551_2AR1R3-TX_a | 7551_2AR1R3-TX_b | 7551_2AR1R3-TX_c | 0.1424 | 0.39955 | 0.034956 | 0.15147 | 0.1424 | 0.39955 | 0.034956 | 0.15147 | 0.034956 | 0.15147 | 0.1424 | 0.39955 | 2.138 | -0.48424 | 2.138 | -0.48424 | -0.48424 | 2.138
LN_7551_16L4R3-TX_7551_16L4R4-TX | 1 | 0.01505 | 7551_16L4R3-TX_a | 7551_16L4R3-TX_b | 7551_16L4R3-TX_c | 7551_16L4R4-TX_a | 7551_16L4R4-TX_b | 7551_16L4R4-TX_c | 0.33203 | 0.43669 | 0.062912 | 0.17061 | 0.33203 | 0.43669 | 0.062912 | 0.17061 | 0.062912 | 0.17061 | 0.33203 | 0.43669 | 1.9889 | -0.43535 | 1.9889 | -0.43535 | -0.43535 | 1.9889
LN_6100_SUB_52621-B005_6100B005-157 | 1 | 0.0035742 | 6100_SUB_52621-B005_a | 6100_SUB_52621-B005_b | 6100_SUB_52621-B005_c | 6100B005-157_a | 6100B005-157_b | 6100B005-157_c | 0.020429 | 0.37181 | 0.012041 | 0.16553 | 0.020429 | 0.37181 | 0.012041 | 0.16553 | 0.012041 | 0.16553 | 0.020429 | 0.37181 | 7.4171 | -2.8185 | 7.4171 | -2.8185 | -2.8185 | 7.4171
LN_7537_17L6R3-TX_7537_17L6R3_1 | 1 | 0.0036744 | 7537_17L6R3-TX_a | 7537_17L6R3-TX_b | 7537_17L6R3-TX_c | 7537_17L6R3_1_a | 7537_17L6R3_1_b | 7537_17L6R3_1_c | 0.09089 | 0.37352 | 0.02564 | 0.15707 | 0.09089 | 0.37352 | 0.02564 | 0.15707 | 0.02564 | 0.15707 | 0.09089 | 0.37352 | 2.373 | -0.60673 | 2.373 | -0.60673 | -0.60673 | 2.373
LN_7551_24L7-TX_7551_24L8-TX | 1 | 0.019277 | 7551_24L7-TX_a | 7551_24L7-TX_b | 7551_24L7-TX_c | 7551_24L8-TX_a | 7551_24L8-TX_b | 7551_24L8-TX_c | 0.09089 | 0.37352 | 0.02564 | 0.15707 | 0.09089 | 0.37352 | 0.02564 | 0.15707 | 0.02564 | 0.15707 | 0.09089 | 0.37352 | 2.373 | -0.60673 | 2.373 | -0.60673 | -0.60673 | 2.373
LN_7551_37-TX_7551_40_1 | 1 | 0.067451 | 7551_37-TX_a | 7551_37-TX_b | 7551_37-TX_c | 7551_40_1_a | 7551_40_1_b | 7551_40_1_c | 0.09089 | 0.37352 | 0.02564 | 0.15707 | 0.09089 | 0.37352 | 0.02564 | 0.15707 | 0.02564 | 0.15707 | 0.09089 | 0.37352 | 2.373 | -0.60673 | 2.373 | -0.60673 | -0.60673 | 2.373
LN_7551_PM_29R5R3_2_7551_PM_29R5R3-TX | 1 | 6.2137e-08 | 7551_PM_29R5R3_2_a | 7551_PM_29R5R3_2_b | 7551_PM_29R5R3_2_c | 7551_PM_29R5R3-TX_a | 7551_PM_29R5R3-TX_b | 7551_PM_29R5R3-TX_c | 0.33442 | 0.40106 | 0.061822 | 0.18552 | 0.33442 | 0.40106 | 0.061822 | 0.18552 | 0.061822 | 0.18552 | 0.33442 | 0.40106 | 2.6667 | -0.72261 | 2.6667 | -0.72261 | -0.72261 | 2.6667
LN_7551_17R1_1_7551_17R3_2 | 1 | 0.055685 | 7551_17R1_1_a | 7551_17R1_1_b | 7551_17R1_1_c | 7551_17R3_2_a | 7551_17R3_2_b | 7551_17R3_2_c | 0.1424 | 0.39955 | 0.034956 | 0.15147 | 0.1424 | 0.39955 | 0.034956 | 0.15147 | 0.034956 | 0.15147 | 0.1424 | 0.39955 | 2.138 | -0.48424 | 2.138 | -0.48424 | -0.48424 | 2.138
LN_7551_1_1_7551_1_2 | 1 | 0.0032832 | 7551_1_1_a | 7551_1_1_b | 7551_1_1_c | 7551_1_2_a | 7551_1_2_b | 7551_1_2_c | 0.09089 | 0.37352 | 0.02564 | 0.15707 | 0.09089 | 0.37352 | 0.02564 | 0.15707 | 0.02564 | 0.15707 | 0.09089 | 0.37352 | 2.373 | -0.60673 | 2.373 | -0.60673 | -0.60673 | 2.373
LN_6100_1_5_6100_25 | 1 | 0.0039642 | 6100_1_5_a | 6100_1_5_b | 6100_1_5_c | 6100_25_a | 6100_25_b | 6100_25_c | 0.17238 | 0.52968 | 0.036794 | 0.19979 | 0.17238 | 0.52968 | 0.036794 | 0.19979 | 0.036794 | 0.19979 | 0.17238 | 0.52968 | 1.6647 | -0.26015 | 1.6647 | -0.26015 | -0.26015 | 1.6647
LN_7551_PM_17R1L1_J0_7551_PM_17R1L1-TX | 1 | 6.2137e-08 | 7551_PM_17R1L1_J0_a | 7551_PM_17R1L1_J0_b | 7551_PM_17R1L1_J0_c | 7551_PM_17R1L1-TX_a | 7551_PM_17R1L1-TX_b | 7551_PM_17R1L1-TX_c | 0.33442 | 0.40106 | 0.061822 | 0.18552 | 0.33442 | 0.40106 | 0.061822 | 0.18552 | 0.061822 | 0.18552 | 0.33442 | 0.40106 | 2.6667 | -0.72261 | 2.6667 | -0.72261 | -0.72261 | 2.6667
LN_7551_16_1_7551_16_2 | 1 | 0.0033618 | 7551_16_1_a | 7551_16_1_b | 7551_16_1_c | 7551_16_2_a | 7551_16_2_b | 7551_16_2_c | 0.090841 | 0.37436 | 0.025594 | 0.14498 | 0.090841 | 0.37436 | 0.025594 | 0.14498 | 0.025594 | 0.14498 | 0.090841 | 0.37436 | 2.2789 | -0.53141 | 2.2789 | -0.53141 | -0.53141 | 2.2789
LN_6100_1_6_6100_1_7 | 1 | 0.00056712 | 6100_1_6_a | 6100_1_6_b | 6100_1_6_c | 6100_1_7_a | 6100_1_7_b | 6100_1_7_c | 0.016774 | 0.35114 | 0.010684 | 0.16145 | 0.016774 | 0.35114 | 0.010684 | 0.16145 | 0.010684 | 0.16145 | 0.016774 | 0.35114 | 11.1534 | -4.5941 | 11.1534 | -4.5941 | -4.5941 | 11.1534
LN_7538_31_1_7552_31-S030 | 1 | 0.0060825 | 7538_31_1_a | 7538_31_1_b | 7538_31_1_c | 7552_31-S030_a | 7552_31-S030_b | 7552_31-S030_c | 0.14195 | 0.41604 | 0.034612 | 0.1546 | 0.14195 | 0.41604 | 0.034612 | 0.1546 | 0.034612 | 0.1546 | 0.14195 | 0.41604 | 2.0454 | -0.45376 | 2.0454 | -0.45376 | -0.45376 | 2.0454
LN_7551_16L4R1-TX_7551_16L4R3-TX | 1 | 0.043132 | 7551_16L4R1-TX_a | 7551_16L4R1-TX_b | 7551_16L4R1-TX_c | 7551_16L4R3-TX_a | 7551_16L4R3-TX_b | 7551_16L4R3-TX_c | 0.33203 | 0.43669 | 0.062912 | 0.17061 | 0.33203 | 0.43669 | 0.062912 | 0.17061 | 0.062912 | 0.17061 | 0.33203 | 0.43669 | 1.9889 | -0.43535 | 1.9889 | -0.43535 | -0.43535 | 1.9889
LN_7551_24L11_1_7551_24L12_1 | 1 | 0.01646 | 7551_24L11_1_a | 7551_24L11_1_b | 7551_24L11_1_c | 7551_24L12_1_a | 7551_24L12_1_b | 7551_24L12_1_c | 0.09089 | 0.37352 | 0.02564 | 0.15707 | 0.09089 | 0.37352 | 0.02564 | 0.15707 | 0.02564 | 0.15707 | 0.09089 | 0.37352 | 2.373 | -0.60673 | 2.373 | -0.60673 | -0.60673 | 2.373
LN_7551_24_1_7551_25_1 | 1 | 0.022169 | 7551_24_1_a | 7551_24_1_b | 7551_24_1_c | 7551_25_1_a | 7551_25_1_b | 7551_25_1_c | 0.09089 | 0.37352 | 0.02564 | 0.15707 | 0.09089 | 0.37352 | 0.02564 | 0.15707 | 0.02564 | 0.15707 | 0.09089 | 0.37352 | 2.373 | -0.60673 | 2.373 | -0.60673 | -0.60673 | 2.373
LN_7551_2AR1_2_7551_2AR1_1 | 1 | 0.00077552 | 7551_2AR1_2_a | 7551_2AR1_2_b | 7551_2AR1_2_c | 7551_2AR1_1_a | 7551_2AR1_1_b | 7551_2AR1_1_c | 0.09089 | 0.37352 | 0.02564 | 0.15707 | 0.09089 | 0.37352 | 0.02564 | 0.15707 | 0.02564 | 0.15707 | 0.09089 | 0.37352 | 2.373 | -0.60673 | 2.373 | -0.60673 | -0.60673 | 2.373
LN_6100B004-142_7552_PM_4L1_1 | 1 | 0.016099 | 6100B004-142_a | 6100B004-142_b | 6100B004-142_c | 7552_PM_4L1_1_a | 7552_PM_4L1_1_b | 7552_PM_4L1_1_c | 0.58664 | 0.18888 | 0.1088 | -0.0050538 | 0.58664 | 0.18888 | 0.1088 | -0.0050538 | 0.1088 | -0.0050538 | 0.58664 | 0.18888 | 24.0873 | -12.0437 | 24.0873 | -12.0437 | -12.0437 | 24.0873
LN_7551_PM_17R3R3_1_7551_PM_17R3R3_J0 | 1 | 0.0020133 | 7551_PM_17R3R3_1_a | 7551_PM_17R3R3_1_b | 7551_PM_17R3R3_1_c | 7551_PM_17R3R3_J0_a | 7551_PM_17R3R3_J0_b | 7551_PM_17R3R3_J0_c | 0.71188 | 0.21145 | 0.13401 | 0.013235 | 0.71188 | 0.21145 | 0.13401 | 0.013235 | 0.13401 | 0.013235 | 0.71188 | 0.21145 | 18.3636 | -9.1818 | 18.3636 | -9.1818 | -9.1818 | 18.3636
LN_6100B004_1_1_6100B004-159 | 1 | 0.061377 | 6100B004_1_1_a | 6100B004_1_1_b | 6100B004_1_1_c | 6100B004-159_a | 6100B004-159_b | 6100B004-159_c | 0.11065 | 0.072576 | 0.015638 | -0.014789 | 0.11065 | 0.072576 | 0.015638 | -0.014789 | 0.015638 | -0.014789 | 0.11065 | 0.072576 | 58.6521 | -29.326 | 58.6521 | -29.326 | -29.326 | 58.6521
LN_7551_12_1_7551_13-TX | 1 | 0.034621 | 7551_12_1_a | 7551_12_1_b | 7551_12_1_c | 7551_13-TX_a | 7551_13-TX_b | 7551_13-TX_c | 0.09089 | 0.37352 | 0.02564 | 0.15707 | 0.09089 | 0.37352 | 0.02564 | 0.15707 | 0.02564 | 0.15707 | 0.09089 | 0.37352 | 2.373 | -0.60673 | 2.373 | -0.60673 | -0.60673 | 2.373
LN_7551_29R5R4-S062_6100B004-153 | 1 | 0.0086979 | 7551_29R5R4-S062_a | 7551_29R5R4-S062_b | 7551_29R5R4-S062_c | 6100B004-153_a | 6100B004-153_b | 6100B004-153_c | 0.62133 | 0.4867 | 0.081098 | 0.20432 | 0.62133 | 0.4867 | 0.081098 | 0.20432 | 0.081098 | 0.20432 | 0.62133 | 0.4867 | 1.8778 | -0.39963 | 1.8778 | -0.39963 | -0.39963 | 1.8778
LN_7552_4_1_7551_8_1 | 1 | 0.11346 | 7552_4_1_a | 7552_4_1_b | 7552_4_1_c | 7551_8_1_a | 7551_8_1_b | 7551_8_1_c | 0.09089 | 0.37352 | 0.02564 | 0.15707 | 0.09089 | 0.37352 | 0.02564 | 0.15707 | 0.02564 | 0.15707 | 0.09089 | 0.37352 | 2.373 | -0.60673 | 2.373 | -0.60673 | -0.60673 | 2.373
LN_7537_20L7_1_7537_17L6R3-TX | 1 | 0.0066945 | 7537_20L7_1_a | 7537_20L7_1_b | 7537_20L7_1_c | 7537_17L6R3-TX_a | 7537_17L6R3-TX_b | 7537_17L6R3-TX_c | 0.09089 | 0.37352 | 0.02564 | 0.15707 | 0.09089 | 0.37352 | 0.02564 | 0.15707 | 0.02564 | 0.15707 | 0.09089 | 0.37352 | 2.373 | -0.60673 | 2.373 | -0.60673 | -0.60673 | 2.373
LN_7551_20A_1_7551_21-TX | 1 | 0.017918 | 7551_20A_1_a | 7551_20A_1_b | 7551_20A_1_c | 7551_21-TX_a | 7551_21-TX_b | 7551_21-TX_c | 0.090841 | 0.37436 | 0.025594 | 0.14498 | 0.090841 | 0.37436 | 0.025594 | 0.14498 | 0.025594 | 0.14498 | 0.090841 | 0.37436 | 2.2789 | -0.53141 | 2.2789 | -0.53141 | -0.53141 | 2.2789
LN_7551_17R3L1-S057_6100B004-149 | 1 | 0.0041298 | 7551_17R3L1-S057_a | 7551_17R3L1-S057_b | 7551_17R3L1-S057_c | 6100B004-149_a | 6100B004-149_b | 6100B004-149_c | 0.62133 | 0.4867 | 0.081098 | 0.20432 | 0.62133 | 0.4867 | 0.081098 | 0.20432 | 0.081098 | 0.20432 | 0.62133 | 0.4867 | 1.8778 | -0.39963 | 1.8778 | -0.39963 | -0.39963 | 1.8778
LN_7551_PM_4L1_J0_7551_PM_4L1-TX | 1 | 6.2137e-08 | 7551_PM_4L1_J0_a | 7551_PM_4L1_J0_b | 7551_PM_4L1_J0_c | 7551_PM_4L1-TX_a | 7551_PM_4L1-TX_b | 7551_PM_4L1-TX_c | 0.33442 | 0.40106 | 0.061822 | 0.18552 | 0.33442 | 0.40106 | 0.061822 | 0.18552 | 0.061822 | 0.18552 | 0.33442 | 0.40106 | 2.6667 | -0.72261 | 2.6667 | -0.72261 | -0.72261 | 2.6667
LN_7551_24L15L3-TX_7551_24L15L4-TX | 1 | 0.023629 | 7551_24L15L3-TX_a | 7551_24L15L3-TX_b | 7551_24L15L3-TX_c | 7551_24L15L4-TX_a | 7551_24L15L4-TX_b | 7551_24L15L4-TX_c | 0.090841 | 0.37436 | 0.025594 | 0.14498 | 0.090841 | 0.37436 | 0.025594 | 0.14498 | 0.025594 | 0.14498 | 0.090841 | 0.37436 | 2.2789 | -0.53141 | 2.2789 | -0.53141 | -0.53141 | 2.2789
LN_7551_4-S032_6100B004-142 | 1 | 0.0056932 | 7551_4-S032_a | 7551_4-S032_b | 7551_4-S032_c | 6100B004-142_a | 6100B004-142_b | 6100B004-142_c | 0.41067 | 0.45141 | 0.070209 | 0.17976 | 0.41067 | 0.45141 | 0.070209 | 0.17976 | 0.070209 | 0.17976 | 0.41067 | 0.45141 | 1.9512 | -0.42314 | 1.9512 | -0.42314 | -0.42314 | 1.9512
LN_6100_1_22_6100_1_23 | 1 | 6.2137e-08 | 6100_1_22_a | 6100_1_22_b | 6100_1_22_c | 6100_1_23_a | 6100_1_23_b | 6100_1_23_c | 0.020429 | 0.37181 | 0.012041 | 0.16553 | 0.020429 | 0.37181 | 0.012041 | 0.16553 | 0.012041 | 0.16553 | 0.020429 | 0.37181 | 7.4171 | -2.8185 | 7.4171 | -2.8185 | -2.8185 | 7.4171
LN_7551_PM_17R1L1-TX_7551_PM_17R1L1_1 | 1 | 6.2137e-08 | 7551_PM_17R1L1-TX_a | 7551_PM_17R1L1-TX_b | 7551_PM_17R1L1-TX_c | 7551_PM_17R1L1_1_a | 7551_PM_17R1L1_1_b | 7551_PM_17R1L1_1_c | 0.33442 | 0.40106 | 0.061822 | 0.18552 | 0.33442 | 0.40106 | 0.061822 | 0.18552 | 0.061822 | 0.18552 | 0.33442 | 0.40106 | 2.6667 | -0.72261 | 2.6667 | -0.72261 | -0.72261 | 2.6667
LN_7551_9-TX_7551_11-TX | 1 | 0.050818 | 7551_9-TX_a | 7551_9-TX_b | 7551_9-TX_c | 7551_11-TX_a | 7551_11-TX_b | 7551_11-TX_c | 0.09089 | 0.37352 | 0.02564 | 0.15707 | 0.09089 | 0.37352 | 0.02564 | 0.15707 | 0.02564 | 0.15707 | 0.09089 | 0.37352 | 2.373 | -0.60673 | 2.373 | -0.60673 | -0.60673 | 2.373
LN_6100_33505_6100_1_5 | 1 | 0.0013397 | 6100_33505_a | 6100_33505_b | 6100_33505_c | 6100_1_5_a | 6100_1_5_b | 6100_1_5_c | 0.17238 | 0.52968 | 0.036794 | 0.19979 | 0.17238 | 0.52968 | 0.036794 | 0.19979 | 0.036794 | 0.19979 | 0.17238 | 0.52968 | 1.6647 | -0.26015 | 1.6647 | -0.26015 | -0.26015 | 1.6647
LN_7551_PM_24L12R1R1_2_6100B004-161 | 1 | 0.0029608 | 7551_PM_24L12R1R1_2_a | 7551_PM_24L12R1R1_2_b | 7551_PM_24L12R1R1_2_c | 6100B004-161_a | 6100B004-161_b | 6100B004-161_c | 0.71188 | 0.21145 | 0.13401 | 0.013235 | 0.71188 | 0.21145 | 0.13401 | 0.013235 | 0.13401 | 0.013235 | 0.71188 | 0.21145 | 18.3636 | -9.1818 | 18.3636 | -9.1818 | -9.1818 | 18.3636
LN_7551_PMS_29R5R4R2_J1_7551_PMS_29R5R4R2_2 | 1 | 0.0022134 | 7551_PMS_29R5R4R2_J1_a | 7551_PMS_29R5R4R2_J1_b | 7551_PMS_29R5R4R2_J1_c | 7551_PMS_29R5R4R2_2_a | 7551_PMS_29R5R4R2_2_b | 7551_PMS_29R5R4R2_2_c | 0.71188 | 0.21145 | 0.13401 | 0.013235 | 0.71188 | 0.21145 | 0.13401 | 0.013235 | 0.13401 | 0.013235 | 0.71188 | 0.21145 | 18.3636 | -9.1818 | 18.3636 | -9.1818 | -9.1818 | 18.3636
LN_7551_24L9-TX_7551_24L11_1 | 1 | 0.033603 | 7551_24L9-TX_a | 7551_24L9-TX_b | 7551_24L9-TX_c | 7551_24L11_1_a | 7551_24L11_1_b | 7551_24L11_1_c | 0.09089 | 0.37352 | 0.02564 | 0.15707 | 0.09089 | 0.37352 | 0.02564 | 0.15707 | 0.02564 | 0.15707 | 0.09089 | 0.37352 | 2.373 | -0.60673 | 2.373 | -0.60673 | -0.60673 | 2.373
LN_7551_24L1-S072_7551_24L2-TX | 1 | 0.018579 | 7551_24L1-S072_a | 7551_24L1-S072_b | 7551_24L1-S072_c | 7551_24L2-TX_a | 7551_24L2-TX_b | 7551_24L2-TX_c | 0.09089 | 0.37352 | 0.02564 | 0.15707 | 0.09089 | 0.37352 | 0.02564 | 0.15707 | 0.02564 | 0.15707 | 0.09089 | 0.37352 | 2.373 | -0.60673 | 2.373 | -0.60673 | -0.60673 | 2.373
LN_7564_3_2_7564_3-S031 | 1 | 0.0042103 | 7564_3_2_a | 7564_3_2_b | 7564_3_2_c | 7564_3-S031_a | 7564_3-S031_b | 7564_3-S031_c | 0.17698 | 0.39959 | 0.041395 | 0.15305 | 0.17698 | 0.39959 | 0.041395 | 0.15305 | 0.041395 | 0.15305 | 0.17698 | 0.39959 | 2.1236 | -0.47949 | 2.1236 | -0.47949 | -0.47949 | 2.1236
LN_7551_42-TX_7551_41-S020 | 1 | 0.019976 | 7551_42-TX_a | 7551_42-TX_b | 7551_42-TX_c | 7551_41-S020_a | 7551_41-S020_b | 7551_41-S020_c | 0.11289 | 0.38719 | 0.047644 | 0.15781 | 0.11289 | 0.38719 | 0.047644 | 0.15781 | 0.047644 | 0.15781 | 0.11289 | 0.38719 | 2.2736 | -0.53669 | 2.2736 | -0.53669 | -0.53669 | 2.2736
LN_7551_25R2-TX_7551_25R3_1 | 1 | 0.017463 | 7551_25R2-TX_a | 7551_25R2-TX_b | 7551_25R2-TX_c | 7551_25R3_1_a | 7551_25R3_1_b | 7551_25R3_1_c | 0.41067 | 0.45141 | 0.070209 | 0.17976 | 0.41067 | 0.45141 | 0.070209 | 0.17976 | 0.070209 | 0.17976 | 0.41067 | 0.45141 | 1.9512 | -0.42314 | 1.9512 | -0.42314 | -0.42314 | 1.9512
LN_7552_PM_4L1_1_7551_PM_4L1_J0 | 1 | 0.0027067 | 7552_PM_4L1_1_a | 7552_PM_4L1_1_b | 7552_PM_4L1_1_c | 7551_PM_4L1_J0_a | 7551_PM_4L1_J0_b | 7551_PM_4L1_J0_c | 0.58664 | 0.18888 | 0.1088 | -0.0050538 | 0.58664 | 0.18888 | 0.1088 | -0.0050538 | 0.1088 | -0.0050538 | 0.58664 | 0.18888 | 24.0873 | -12.0437 | 24.0873 | -12.0437 | -12.0437 | 24.0873
LN_7551_PM_17R3R3_J0_7551_PM_17R3R3-TX | 1 | 6.2137e-08 | 7551_PM_17R3R3_J0_a | 7551_PM_17R3R3_J0_b | 7551_PM_17R3R3_J0_c | 7551_PM_17R3R3-TX_a | 7551_PM_17R3R3-TX_b | 7551_PM_17R3R3-TX_c | 0.33442 | 0.40106 | 0.061822 | 0.18552 | 0.33442 | 0.40106 | 0.061822 | 0.18552 | 0.061822 | 0.18552 | 0.33442 | 0.40106 | 2.6667 | -0.72261 | 2.6667 | -0.72261 | -0.72261 | 2.6667
LN_7537_17L6R3_1_7537_17L6R3_2 | 1 | 0.0018607 | 7537_17L6R3_1_a | 7537_17L6R3_1_b | 7537_17L6R3_1_c | 7537_17L6R3_2_a | 7537_17L6R3_2_b | 7537_17L6R3_2_c | 0.09089 | 0.37352 | 0.02564 | 0.15707 | 0.09089 | 0.37352 | 0.02564 | 0.15707 | 0.02564 | 0.15707 | 0.09089 | 0.37352 | 2.373 | -0.60673 | 2.373 | -0.60673 | -0.60673 | 2.373
LN_7551_29_1_7551_29R1-S024 | 1 | 0.017004 | 7551_29_1_a | 7551_29_1_b | 7551_29_1_c | 7551_29R1-S024_a | 7551_29R1-S024_b | 7551_29R1-S024_c | 0.33228 | 0.43604 | 0.063155 | 0.18288 | 0.33228 | 0.43604 | 0.063155 | 0.18288 | 0.063155 | 0.18288 | 0.33228 | 0.43604 | 2.0565 | -0.49337 | 2.0565 | -0.49337 | -0.49337 | 2.0565
LN_7551_29R5R1-TX_7551_29R5R4-S062 | 1 | 0.089627 | 7551_29R5R1-TX_a | 7551_29R5R1-TX_b | 7551_29R5R1-TX_c | 7551_29R5R4-S062_a | 7551_29R5R4-S062_b | 7551_29R5R4-S062_c | 0.3264 | 0.45173 | 0.057148 | 0.19143 | 0.3264 | 0.45173 | 0.057148 | 0.19143 | 0.057148 | 0.19143 | 0.3264 | 0.45173 | 1.9975 | -0.48626 | 1.9975 | -0.48626 | -0.48626 | 1.9975
LN_7551_35_1_7551_37-TX | 1 | 0.046337 | 7551_35_1_a | 7551_35_1_b | 7551_35_1_c | 7551_37-TX_a | 7551_37-TX_b | 7551_37-TX_c | 0.09089 | 0.37352 | 0.02564 | 0.15707 | 0.09089 | 0.37352 | 0.02564 | 0.15707 | 0.02564 | 0.15707 | 0.09089 | 0.37352 | 2.373 | -0.60673 | 2.373 | -0.60673 | -0.60673 | 2.373
LN_7551_24L15_1_7551_24L15L1A-TX | 1 | 0.028243 | 7551_24L15_1_a | 7551_24L15_1_b | 7551_24L15_1_c | 7551_24L15L1A-TX_a | 7551_24L15L1A-TX_b | 7551_24L15L1A-TX_c | 0.090841 | 0.37436 | 0.025594 | 0.14498 | 0.090841 | 0.37436 | 0.025594 | 0.14498 | 0.025594 | 0.14498 | 0.090841 | 0.37436 | 2.2789 | -0.53141 | 2.2789 | -0.53141 | -0.53141 | 2.2789
LN_7537_20L9_1_7537_20L8-TX | 1 | 0.020815 | 7537_20L9_1_a | 7537_20L9_1_b | 7537_20L9_1_c | 7537_20L8-TX_a | 7537_20L8-TX_b | 7537_20L8-TX_c | 0.09089 | 0.37352 | 0.02564 | 0.15707 | 0.09089 | 0.37352 | 0.02564 | 0.15707 | 0.02564 | 0.15707 | 0.09089 | 0.37352 | 2.373 | -0.60673 | 2.373 | -0.60673 | -0.60673 | 2.373
LN_7551_20A-S061_7551_20A_1 | 1 | 0.005634 | 7551_20A-S061_a | 7551_20A-S061_b | 7551_20A-S061_c | 7551_20A_1_a | 7551_20A_1_b | 7551_20A_1_c | 0.33203 | 0.43669 | 0.062912 | 0.17061 | 0.33203 | 0.43669 | 0.062912 | 0.17061 | 0.062912 | 0.17061 | 0.33203 | 0.43669 | 1.9889 | -0.43535 | 1.9889 | -0.43535 | -0.43535 | 1.9889
LN_6100_33506_6100-26 | 1 | 0.0004287 | 6100_33506_a | 6100_33506_b | 6100_33506_c | 6100-26_a | 6100-26_b | 6100-26_c | 0.016774 | 0.35114 | 0.010684 | 0.16145 | 0.016774 | 0.35114 | 0.010684 | 0.16145 | 0.010684 | 0.16145 | 0.016774 | 0.35114 | 11.1534 | -4.5941 | 11.1534 | -4.5941 | -4.5941 | 11.1534
LN_7537_20L9-S067_6100B004-144 | 1 | 0.0057523 | 7537_20L9-S067_a | 7537_20L9-S067_b | 7537_20L9-S067_c | 6100B004-144_a | 6100B004-144_b | 6100B004-144_c | 0.41067 | 0.45141 | 0.070209 | 0.17976 | 0.41067 | 0.45141 | 0.070209 | 0.17976 | 0.070209 | 0.17976 | 0.41067 | 0.45141 | 1.9512 | -0.42314 | 1.9512 | -0.42314 | -0.42314 | 1.9512
LN_6100_1_21_6100_1_9 | 1 | 6.2137e-08 | 6100_1_21_a | 6100_1_21_b | 6100_1_21_c | 6100_1_9_a | 6100_1_9_b | 6100_1_9_c | 0.020429 | 0.37181 | 0.012041 | 0.16553 | 0.020429 | 0.37181 | 0.012041 | 0.16553 | 0.012041 | 0.16553 | 0.020429 | 0.37181 | 7.4171 | -2.8185 | 7.4171 | -2.8185 | -2.8185 | 7.4171
LN_7551_PM_24L12R1R1_J0_7551_PM_24L12R1R1_2 | 1 | 0.0016157 | 7551_PM_24L12R1R1_J0_a | 7551_PM_24L12R1R1_J0_b | 7551_PM_24L12R1R1_J0_c | 7551_PM_24L12R1R1_2_a | 7551_PM_24L12R1R1_2_b | 7551_PM_24L12R1R1_2_c | 0.71188 | 0.21145 | 0.13401 | 0.013235 | 0.71188 | 0.21145 | 0.13401 | 0.013235 | 0.13401 | 0.013235 | 0.71188 | 0.21145 | 18.3636 | -9.1818 | 18.3636 | -9.1818 | -9.1818 | 18.3636
LN_7537_20L10_1_7537_20L9_1 | 1 | 0.024854 | 7537_20L10_1_a | 7537_20L10_1_b | 7537_20L10_1_c | 7537_20L9_1_a | 7537_20L9_1_b | 7537_20L9_1_c | 0.09089 | 0.37352 | 0.02564 | 0.15707 | 0.09089 | 0.37352 | 0.02564 | 0.15707 | 0.02564 | 0.15707 | 0.09089 | 0.37352 | 2.373 | -0.60673 | 2.373 | -0.60673 | -0.60673 | 2.373
LN_7551_PM_24L12R1R1-TX_7551_PM_24L12R1R1_1 | 1 | 6.2137e-08 | 7551_PM_24L12R1R1-TX_a | 7551_PM_24L12R1R1-TX_b | 7551_PM_24L12R1R1-TX_c | 7551_PM_24L12R1R1_1_a | 7551_PM_24L12R1R1_1_b | 7551_PM_24L12R1R1_1_c | 0.33442 | 0.40106 | 0.061822 | 0.18552 | 0.33442 | 0.40106 | 0.061822 | 0.18552 | 0.061822 | 0.18552 | 0.33442 | 0.40106 | 2.6667 | -0.72261 | 2.6667 | -0.72261 | -0.72261 | 2.6667
LN_6100_SBJ_458310_J0_6100_31 | 1 | 0.0014089 | 6100_SBJ_458310_J0_a | 6100_SBJ_458310_J0_b | 6100_SBJ_458310_J0_c | 6100_31_a | 6100_31_b | 6100_31_c | 0.30939 | 0.43417 | 0.036794 | 0.28358 | 0.30939 | 0.43417 | 0.036794 | 0.28358 | 0.036794 | 0.28358 | 0.30939 | 0.43417 | 3.5926 | -1.19 | 3.5926 | -1.19 | -1.19 | 3.5926
LN_7551_25_1_7551_26-TX | 1 | 0.033937 | 7551_25_1_a | 7551_25_1_b | 7551_25_1_c | 7551_26-TX_a | 7551_26-TX_b | 7551_26-TX_c | 0.09089 | 0.37352 | 0.02564 | 0.15707 | 0.09089 | 0.37352 | 0.02564 | 0.15707 | 0.02564 | 0.15707 | 0.09089 | 0.37352 | 2.373 | -0.60673 | 2.373 | -0.60673 | -0.60673 | 2.373
LN_7551_24L2-TX_7551_24L3-TX | 1 | 0.018499 | 7551_24L2-TX_a | 7551_24L2-TX_b | 7551_24L2-TX_c | 7551_24L3-TX_a | 7551_24L3-TX_b | 7551_24L3-TX_c | 0.09089 | 0.37352 | 0.02564 | 0.15707 | 0.09089 | 0.37352 | 0.02564 | 0.15707 | 0.02564 | 0.15707 | 0.09089 | 0.37352 | 2.373 | -0.60673 | 2.373 | -0.60673 | -0.60673 | 2.373
LN_7551_20AR2-TX_7551_20A-S061 | 1 | 0.042407 | 7551_20AR2-TX_a | 7551_20AR2-TX_b | 7551_20AR2-TX_c | 7551_20A-S061_a | 7551_20A-S061_b | 7551_20A-S061_c | 0.33203 | 0.43669 | 0.062912 | 0.17061 | 0.33203 | 0.43669 | 0.062912 | 0.17061 | 0.062912 | 0.17061 | 0.33203 | 0.43669 | 1.9889 | -0.43535 | 1.9889 | -0.43535 | -0.43535 | 1.9889
LN_7551_12L6-TX_7551_12L7-TX | 1 | 0.030389 | 7551_12L6-TX_a | 7551_12L6-TX_b | 7551_12L6-TX_c | 7551_12L7-TX_a | 7551_12L7-TX_b | 7551_12L7-TX_c | 0.33203 | 0.43669 | 0.062912 | 0.17061 | 0.33203 | 0.43669 | 0.062912 | 0.17061 | 0.062912 | 0.17061 | 0.33203 | 0.43669 | 1.9889 | -0.43535 | 1.9889 | -0.43535 | -0.43535 | 1.9889
LN_7551_PMS_29R5R4R2_J1_7551_PMS_29R5R4R2_J2 | 1 | 6.2137e-08 | 7551_PMS_29R5R4R2_J1_a | 7551_PMS_29R5R4R2_J1_b | 7551_PMS_29R5R4R2_J1_c | 7551_PMS_29R5R4R2_J2_a | 7551_PMS_29R5R4R2_J2_b | 7551_PMS_29R5R4R2_J2_c | 0.33442 | 0.40106 | 0.061822 | 0.18552 | 0.33442 | 0.40106 | 0.061822 | 0.18552 | 0.061822 | 0.18552 | 0.33442 | 0.40106 | 2.6667 | -0.72261 | 2.6667 | -0.72261 | -0.72261 | 2.6667
LN_7552_4_1_7551_4-S032 | 1 | 0.0056088 | 7552_4_1_a | 7552_4_1_b | 7552_4_1_c | 7551_4-S032_a | 7551_4-S032_b | 7551_4-S032_c | 0.41067 | 0.45141 | 0.070209 | 0.17976 | 0.41067 | 0.45141 | 0.070209 | 0.17976 | 0.070209 | 0.17976 | 0.41067 | 0.45141 | 1.9512 | -0.42314 | 1.9512 | -0.42314 | -0.42314 | 1.9512
LN_7551_17_1_7551_17R1_1 | 1 | 0.020895 | 7551_17_1_a | 7551_17_1_b | 7551_17_1_c | 7551_17R1_1_a | 7551_17R1_1_b | 7551_17R1_1_c | 0.1424 | 0.39955 | 0.034956 | 0.15147 | 0.1424 | 0.39955 | 0.034956 | 0.15147 | 0.034956 | 0.15147 | 0.1424 | 0.39955 | 2.138 | -0.48424 | 2.138 | -0.48424 | -0.48424 | 2.138
LN_7551_PM_4L1-TX_7551_PM_4L1_1 | 1 | 6.2137e-08 | 7551_PM_4L1-TX_a | 7551_PM_4L1-TX_b | 7551_PM_4L1-TX_c | 7551_PM_4L1_1_a | 7551_PM_4L1_1_b | 7551_PM_4L1_1_c | 0.33442 | 0.40106 | 0.061822 | 0.18552 | 0.33442 | 0.40106 | 0.061822 | 0.18552 | 0.061822 | 0.18552 | 0.33442 | 0.40106 | 2.6667 | -0.72261 | 2.6667 | -0.72261 | -0.72261 | 2.6667
LN_7551_24L13-TX_7551_24L13-S039 | 1 | 0.0064846 | 7551_24L13-TX_a | 7551_24L13-TX_b | 7551_24L13-TX_c | 7551_24L13-S039_a | 7551_24L13-S039_b | 7551_24L13-S039_c | 0.09089 | 0.37352 | 0.02564 | 0.15707 | 0.09089 | 0.37352 | 0.02564 | 0.15707 | 0.02564 | 0.15707 | 0.09089 | 0.37352 | 2.373 | -0.60673 | 2.373 | -0.60673 | -0.60673 | 2.373
LN_6100B004-158_6100B004_1_1 | 1 | 0.00065217 | 6100B004-158_a | 6100B004-158_b | 6100B004-158_c | 6100B004_1_1_a | 6100B004_1_1_b | 6100B004_1_1_c | 0.11065 | 0.072576 | 0.015638 | -0.014789 | 0.11065 | 0.072576 | 0.015638 | -0.014789 | 0.015638 | -0.014789 | 0.11065 | 0.072576 | 58.6521 | -29.326 | 58.6521 | -29.326 | -29.326 | 58.6521
LN_7551_8_1_7551_8L1-TX | 1 | 0.018087 | 7551_8_1_a | 7551_8_1_b | 7551_8_1_c | 7551_8L1-TX_a | 7551_8L1-TX_b | 7551_8L1-TX_c | 0.1424 | 0.39955 | 0.034956 | 0.15147 | 0.1424 | 0.39955 | 0.034956 | 0.15147 | 0.034956 | 0.15147 | 0.1424 | 0.39955 | 2.138 | -0.48424 | 2.138 | -0.48424 | -0.48424 | 2.138
LN_7551_29R4-TX_7551_29R5_1 | 1 | 0.03862 | 7551_29R4-TX_a | 7551_29R4-TX_b | 7551_29R4-TX_c | 7551_29R5_1_a | 7551_29R5_1_b | 7551_29R5_1_c | 0.3264 | 0.45173 | 0.057148 | 0.19143 | 0.3264 | 0.45173 | 0.057148 | 0.19143 | 0.057148 | 0.19143 | 0.3264 | 0.45173 | 1.9975 | -0.48626 | 1.9975 | -0.48626 | -0.48626 | 1.9975
LN_6100_1_23_6100_SUB_52622-B004 | 1 | 0.0018841 | 6100_1_23_a | 6100_1_23_b | 6100_1_23_c | 6100_SUB_52622-B004_a | 6100_SUB_52622-B004_b | 6100_SUB_52622-B004_c | 0.020429 | 0.37181 | 0.012041 | 0.16553 | 0.020429 | 0.37181 | 0.012041 | 0.16553 | 0.012041 | 0.16553 | 0.020429 | 0.37181 | 7.4171 | -2.8185 | 7.4171 | -2.8185 | -2.8185 | 7.4171
LN_7537_PM_20L9R1-TX_7537_PM_20L9R1_2 | 1 | 6.2137e-08 | 7537_PM_20L9R1-TX_a | 7537_PM_20L9R1-TX_b | 7537_PM_20L9R1-TX_c | 7537_PM_20L9R1_2_a | 7537_PM_20L9R1_2_b | 7537_PM_20L9R1_2_c | 0.33442 | 0.40106 | 0.061822 | 0.18552 | 0.33442 | 0.40106 | 0.061822 | 0.18552 | 0.061822 | 0.18552 | 0.33442 | 0.40106 | 2.6667 | -0.72261 | 2.6667 | -0.72261 | -0.72261 | 2.6667
LN_7551_24L15L6-TX_7551_24L15L7_1 | 1 | 0.018013 | 7551_24L15L6-TX_a | 7551_24L15L6-TX_b | 7551_24L15L6-TX_c | 7551_24L15L7_1_a | 7551_24L15L7_1_b | 7551_24L15L7_1_c | 0.090841 | 0.37436 | 0.025594 | 0.14498 | 0.090841 | 0.37436 | 0.025594 | 0.14498 | 0.025594 | 0.14498 | 0.090841 | 0.37436 | 2.2789 | -0.53141 | 2.2789 | -0.53141 | -0.53141 | 2.2789
LN_7551_PM_17R1L1_2_7551_PM_17R1L1_J0 | 1 | 0.001996 | 7551_PM_17R1L1_2_a | 7551_PM_17R1L1_2_b | 7551_PM_17R1L1_2_c | 7551_PM_17R1L1_J0_a | 7551_PM_17R1L1_J0_b | 7551_PM_17R1L1_J0_c | 0.71188 | 0.21145 | 0.13401 | 0.013235 | 0.71188 | 0.21145 | 0.13401 | 0.013235 | 0.13401 | 0.013235 | 0.71188 | 0.21145 | 18.3636 | -9.1818 | 18.3636 | -9.1818 | -9.1818 | 18.3636
LN_7551_8L1-TX_7551_8L1_1 | 1 | 0.0025201 | 7551_8L1-TX_a | 7551_8L1-TX_b | 7551_8L1-TX_c | 7551_8L1_1_a | 7551_8L1_1_b | 7551_8L1_1_c | 0.1424 | 0.39955 | 0.034956 | 0.15147 | 0.1424 | 0.39955 | 0.034956 | 0.15147 | 0.034956 | 0.15147 | 0.1424 | 0.39955 | 2.138 | -0.48424 | 2.138 | -0.48424 | -0.48424 | 2.138
LN_7551_VA_29R6_1_6100B004-136 | 1 | 0.0026104 | 7551_VA_29R6_1_a | 7551_VA_29R6_1_b | 7551_VA_29R6_1_c | 6100B004-136_a | 6100B004-136_b | 6100B004-136_c | 0.58664 | 0.18888 | 0.1088 | -0.0050538 | 0.58664 | 0.18888 | 0.1088 | -0.0050538 | 0.1088 | -0.0050538 | 0.58664 | 0.18888 | 24.0873 | -12.0437 | 24.0873 | -12.0437 | -12.0437 | 24.0873
LN_6100B004-136_7551_VA_29R6-TX | 1 | 0.0016484 | 6100B004-136_a | 6100B004-136_b | 6100B004-136_c | 7551_VA_29R6-TX_a | 7551_VA_29R6-TX_b | 7551_VA_29R6-TX_c | 0.58664 | 0.18888 | 0.1088 | -0.0050538 | 0.58664 | 0.18888 | 0.1088 | -0.0050538 | 0.1088 | -0.0050538 | 0.58664 | 0.18888 | 24.0873 | -12.0437 | 24.0873 | -12.0437 | -12.0437 | 24.0873
LN_7551_PM_17R3L2_1_7551_PM_17R3L2_J0 | 1 | 0.0020389 | 7551_PM_17R3L2_1_a | 7551_PM_17R3L2_1_b | 7551_PM_17R3L2_1_c | 7551_PM_17R3L2_J0_a | 7551_PM_17R3L2_J0_b | 7551_PM_17R3L2_J0_c | 0.71188 | 0.21145 | 0.13401 | 0.013235 | 0.71188 | 0.21145 | 0.13401 | 0.013235 | 0.13401 | 0.013235 | 0.71188 | 0.21145 | 18.3636 | -9.1818 | 18.3636 | -9.1818 | -9.1818 | 18.3636
LN_6100B004-144_7537_PM_20L9R1_1 | 1 | 0.016268 | 6100B004-144_a | 6100B004-144_b | 6100B004-144_c | 7537_PM_20L9R1_1_a | 7537_PM_20L9R1_1_b | 7537_PM_20L9R1_1_c | 0.58664 | 0.18888 | 0.1088 | -0.0050538 | 0.58664 | 0.18888 | 0.1088 | -0.0050538 | 0.1088 | -0.0050538 | 0.58664 | 0.18888 | 24.0873 | -12.0437 | 24.0873 | -12.0437 | -12.0437 | 24.0873
LN_6100_33507_6100_29 | 1 | 0.0064429 | 6100_33507_a | 6100_33507_b | 6100_33507_c | 6100_29_a | 6100_29_b | 6100_29_c | 0.020429 | 0.37181 | 0.012041 | 0.16553 | 0.020429 | 0.37181 | 0.012041 | 0.16553 | 0.012041 | 0.16553 | 0.020429 | 0.37181 | 7.4171 | -2.8185 | 7.4171 | -2.8185 | -2.8185 | 7.4171
LN_7551_16L4_1_7551_16L4R1-TX | 1 | 0.013655 | 7551_16L4_1_a | 7551_16L4_1_b | 7551_16L4_1_c | 7551_16L4R1-TX_a | 7551_16L4R1-TX_b | 7551_16L4R1-TX_c | 0.33203 | 0.43669 | 0.062912 | 0.17061 | 0.33203 | 0.43669 | 0.062912 | 0.17061 | 0.062912 | 0.17061 | 0.33203 | 0.43669 | 1.9889 | -0.43535 | 1.9889 | -0.43535 | -0.43535 | 1.9889
LN_7551_17R1-S037_6100B004-145 | 1 | 0.0043826 | 7551_17R1-S037_a | 7551_17R1-S037_b | 7551_17R1-S037_c | 6100B004-145_a | 6100B004-145_b | 6100B004-145_c | 0.33203 | 0.43669 | 0.062912 | 0.17061 | 0.33203 | 0.43669 | 0.062912 | 0.17061 | 0.062912 | 0.17061 | 0.33203 | 0.43669 | 1.9889 | -0.43535 | 1.9889 | -0.43535 | -0.43535 | 1.9889
LN_7551_PM_17R3R3-TX_7551_PM_17R3R3_2 | 1 | 6.2137e-08 | 7551_PM_17R3R3-TX_a | 7551_PM_17R3R3-TX_b | 7551_PM_17R3R3-TX_c | 7551_PM_17R3R3_2_a | 7551_PM_17R3R3_2_b | 7551_PM_17R3R3_2_c | 0.33442 | 0.40106 | 0.061822 | 0.18552 | 0.33442 | 0.40106 | 0.061822 | 0.18552 | 0.061822 | 0.18552 | 0.33442 | 0.40106 | 2.6667 | -0.72261 | 2.6667 | -0.72261 | -0.72261 | 2.6667
LN_7551_16_1_7551_16-S005 | 1 | 0.0045716 | 7551_16_1_a | 7551_16_1_b | 7551_16_1_c | 7551_16-S005_a | 7551_16-S005_b | 7551_16-S005_c | 0.33203 | 0.43669 | 0.062912 | 0.17061 | 0.33203 | 0.43669 | 0.062912 | 0.17061 | 0.062912 | 0.17061 | 0.33203 | 0.43669 | 1.9889 | -0.43535 | 1.9889 | -0.43535 | -0.43535 | 1.9889
LN_7537_20L9_1_7537_20L9-S067 | 1 | 0.0058985 | 7537_20L9_1_a | 7537_20L9_1_b | 7537_20L9_1_c | 7537_20L9-S067_a | 7537_20L9-S067_b | 7537_20L9-S067_c | 0.41067 | 0.45141 | 0.070209 | 0.17976 | 0.41067 | 0.45141 | 0.070209 | 0.17976 | 0.070209 | 0.17976 | 0.41067 | 0.45141 | 1.9512 | -0.42314 | 1.9512 | -0.42314 | -0.42314 | 1.9512
LN_7551_PMS_29R5R4R2_2_7551_PM_29R5R3_1 | 1 | 0.037418 | 7551_PMS_29R5R4R2_2_a | 7551_PMS_29R5R4R2_2_b | 7551_PMS_29R5R4R2_2_c | 7551_PM_29R5R3_1_a | 7551_PM_29R5R3_1_b | 7551_PM_29R5R3_1_c | 0.71188 | 0.21145 | 0.13401 | 0.013235 | 0.71188 | 0.21145 | 0.13401 | 0.013235 | 0.13401 | 0.013235 | 0.71188 | 0.21145 | 18.3636 | -9.1818 | 18.3636 | -9.1818 | -9.1818 | 18.3636
LN_7551_29R5-S029_6100B004-137 | 1 | 0.014332 | 7551_29R5-S029_a | 7551_29R5-S029_b | 7551_29R5-S029_c | 6100B004-137_a | 6100B004-137_b | 6100B004-137_c | 0.3264 | 0.45173 | 0.057148 | 0.19143 | 0.3264 | 0.45173 | 0.057148 | 0.19143 | 0.057148 | 0.19143 | 0.3264 | 0.45173 | 1.9975 | -0.48626 | 1.9975 | -0.48626 | -0.48626 | 1.9975
LN_6100_1_7_6100_22 | 1 | 0.00049663 | 6100_1_7_a | 6100_1_7_b | 6100_1_7_c | 6100_22_a | 6100_22_b | 6100_22_c | 0.016774 | 0.35114 | 0.010684 | 0.16145 | 0.016774 | 0.35114 | 0.010684 | 0.16145 | 0.010684 | 0.16145 | 0.016774 | 0.35114 | 11.1534 | -4.5941 | 11.1534 | -4.5941 | -4.5941 | 11.1534
LN_7537_PM_20L9R1_1_7537_PM_20L9R1_J0 | 1 | 0.0018107 | 7537_PM_20L9R1_1_a | 7537_PM_20L9R1_1_b | 7537_PM_20L9R1_1_c | 7537_PM_20L9R1_J0_a | 7537_PM_20L9R1_J0_b | 7537_PM_20L9R1_J0_c | 0.58664 | 0.18888 | 0.1088 | -0.0050538 | 0.58664 | 0.18888 | 0.1088 | -0.0050538 | 0.1088 | -0.0050538 | 0.58664 | 0.18888 | 24.0873 | -12.0437 | 24.0873 | -12.0437 | -12.0437 | 24.0873
LN_6100_SUB_52620-B006_6100B006-140 | 1 | 0.0034815 | 6100_SUB_52620-B006_a | 6100_SUB_52620-B006_b | 6100_SUB_52620-B006_c | 6100B006-140_a | 6100B006-140_b | 6100B006-140_c | 0.020429 | 0.37181 | 0.012041 | 0.16553 | 0.020429 | 0.37181 | 0.012041 | 0.16553 | 0.012041 | 0.16553 | 0.020429 | 0.37181 | 7.4171 | -2.8185 | 7.4171 | -2.8185 | -2.8185 | 7.4171
LN_6100-24_6100_SBJ_458310_J0 | 1 | 0.00098147 | 6100-24_a | 6100-24_b | 6100-24_c | 6100_SBJ_458310_J0_a | 6100_SBJ_458310_J0_b | 6100_SBJ_458310_J0_c | 0.17238 | 0.52968 | 0.036794 | 0.19979 | 0.17238 | 0.52968 | 0.036794 | 0.19979 | 0.036794 | 0.19979 | 0.17238 | 0.52968 | 1.6647 | -0.26015 | 1.6647 | -0.26015 | -0.26015 | 1.6647
LN_7551_PM_24L12R1R1_J0_7551_PM_24L12R1R1-TX | 1 | 6.2137e-08 | 7551_PM_24L12R1R1_J0_a | 7551_PM_24L12R1R1_J0_b | 7551_PM_24L12R1R1_J0_c | 7551_PM_24L12R1R1-TX_a | 7551_PM_24L12R1R1-TX_b | 7551_PM_24L12R1R1-TX_c | 0.33442 | 0.40106 | 0.061822 | 0.18552 | 0.33442 | 0.40106 | 0.061822 | 0.18552 | 0.061822 | 0.18552 | 0.33442 | 0.40106 | 2.6667 | -0.72261 | 2.6667 | -0.72261 | -0.72261 | 2.6667
LN_7551_13-TX_7551_14 | 1 | 0.028277 | 7551_13-TX_a | 7551_13-TX_b | 7551_13-TX_c | 7551_14_a | 7551_14_b | 7551_14_c | 0.09089 | 0.37352 | 0.02564 | 0.15707 | 0.09089 | 0.37352 | 0.02564 | 0.15707 | 0.02564 | 0.15707 | 0.09089 | 0.37352 | 2.373 | -0.60673 | 2.373 | -0.60673 | -0.60673 | 2.373
LN_7551_2AR1_2_7551_2AR1R2-TX | 1 | 0.03655 | 7551_2AR1_2_a | 7551_2AR1_2_b | 7551_2AR1_2_c | 7551_2AR1R2-TX_a | 7551_2AR1R2-TX_b | 7551_2AR1R2-TX_c | 0.1424 | 0.39955 | 0.034956 | 0.15147 | 0.1424 | 0.39955 | 0.034956 | 0.15147 | 0.034956 | 0.15147 | 0.1424 | 0.39955 | 2.138 | -0.48424 | 2.138 | -0.48424 | -0.48424 | 2.138
LN_6100_1_9_6100_1_22 | 1 | 6.2137e-08 | 6100_1_9_a | 6100_1_9_b | 6100_1_9_c | 6100_1_22_a | 6100_1_22_b | 6100_1_22_c | 0.020429 | 0.37181 | 0.012041 | 0.16553 | 0.020429 | 0.37181 | 0.012041 | 0.16553 | 0.012041 | 0.16553 | 0.020429 | 0.37181 | 7.4171 | -2.8185 | 7.4171 | -2.8185 | -2.8185 | 7.4171
LN_7551_12-S002_7551_12L2-TX | 1 | 0.037406 | 7551_12-S002_a | 7551_12-S002_b | 7551_12-S002_c | 7551_12L2-TX_a | 7551_12L2-TX_b | 7551_12L2-TX_c | 0.33203 | 0.43669 | 0.062912 | 0.17061 | 0.33203 | 0.43669 | 0.062912 | 0.17061 | 0.062912 | 0.17061 | 0.33203 | 0.43669 | 1.9889 | -0.43535 | 1.9889 | -0.43535 | -0.43535 | 1.9889
LN_7551_34_1_7551_34_2 | 1 | 0.0028754 | 7551_34_1_a | 7551_34_1_b | 7551_34_1_c | 7551_34_2_a | 7551_34_2_b | 7551_34_2_c | 0.09089 | 0.37352 | 0.02564 | 0.15707 | 0.09089 | 0.37352 | 0.02564 | 0.15707 | 0.02564 | 0.15707 | 0.09089 | 0.37352 | 2.373 | -0.60673 | 2.373 | -0.60673 | -0.60673 | 2.373
LN_7551_17R3_2_7551_17R3R2-S058 | 1 | 0.02725 | 7551_17R3_2_a | 7551_17R3_2_b | 7551_17R3_2_c | 7551_17R3R2-S058_a | 7551_17R3R2-S058_b | 7551_17R3R2-S058_c | 0.62133 | 0.4867 | 0.081098 | 0.20432 | 0.62133 | 0.4867 | 0.081098 | 0.20432 | 0.081098 | 0.20432 | 0.62133 | 0.4867 | 1.8778 | -0.39963 | 1.8778 | -0.39963 | -0.39963 | 1.8778
LN_7551_24L15L5_2_7551_24L15L6-TX | 1 | 0.02143 | 7551_24L15L5_2_a | 7551_24L15L5_2_b | 7551_24L15L5_2_c | 7551_24L15L6-TX_a | 7551_24L15L6-TX_b | 7551_24L15L6-TX_c | 0.090841 | 0.37436 | 0.025594 | 0.14498 | 0.090841 | 0.37436 | 0.025594 | 0.14498 | 0.025594 | 0.14498 | 0.090841 | 0.37436 | 2.2789 | -0.53141 | 2.2789 | -0.53141 | -0.53141 | 2.2789
LN_7551_24L8-TX_7551_24L9-TX | 1 | 0.0245 | 7551_24L8-TX_a | 7551_24L8-TX_b | 7551_24L8-TX_c | 7551_24L9-TX_a | 7551_24L9-TX_b | 7551_24L9-TX_c | 0.09089 | 0.37352 | 0.02564 | 0.15707 | 0.09089 | 0.37352 | 0.02564 | 0.15707 | 0.02564 | 0.15707 | 0.09089 | 0.37352 | 2.373 | -0.60673 | 2.373 | -0.60673 | -0.60673 | 2.373
LN_7537_17L6R3_2_7537_20L6-TX | 1 | 0.0078394 | 7537_17L6R3_2_a | 7537_17L6R3_2_b | 7537_17L6R3_2_c | 7537_20L6-TX_a | 7537_20L6-TX_b | 7537_20L6-TX_c | 0.09089 | 0.37352 | 0.02564 | 0.15707 | 0.09089 | 0.37352 | 0.02564 | 0.15707 | 0.02564 | 0.15707 | 0.09089 | 0.37352 | 2.373 | -0.60673 | 2.373 | -0.60673 | -0.60673 | 2.373
LN_7551_PMS_29R5R4R2_1_6100B004-153 | 1 | 0.011221 | 7551_PMS_29R5R4R2_1_a | 7551_PMS_29R5R4R2_1_b | 7551_PMS_29R5R4R2_1_c | 6100B004-153_a | 6100B004-153_b | 6100B004-153_c | 0.71188 | 0.21145 | 0.13401 | 0.013235 | 0.71188 | 0.21145 | 0.13401 | 0.013235 | 0.13401 | 0.013235 | 0.71188 | 0.21145 | 18.3636 | -9.1818 | 18.3636 | -9.1818 | -9.1818 | 18.3636
LN_7551_24L12-S068_7551_24L12_1 | 1 | 0.0054266 | 7551_24L12-S068_a | 7551_24L12-S068_b | 7551_24L12-S068_c | 7551_24L12_1_a | 7551_24L12_1_b | 7551_24L12_1_c | 0.62133 | 0.4867 | 0.081098 | 0.20432 | 0.62133 | 0.4867 | 0.081098 | 0.20432 | 0.081098 | 0.20432 | 0.62133 | 0.4867 | 1.8778 | -0.39963 | 1.8778 | -0.39963 | -0.39963 | 1.8778
LN_6100_52623-B001_6100_1_20 | 1 | 0.0048594 | 6100_52623-B001_a | 6100_52623-B001_b | 6100_52623-B001_c | 6100_1_20_a | 6100_1_20_b | 6100_1_20_c | 0.020429 | 0.37181 | 0.012041 | 0.16553 | 0.020429 | 0.37181 | 0.012041 | 0.16553 | 0.012041 | 0.16553 | 0.020429 | 0.37181 | 7.4171 | -2.8185 | 7.4171 | -2.8185 | -2.8185 | 7.4171
LN_7551_16L3-TX_7551_16L4_1 | 1 | 0.021542 | 7551_16L3-TX_a | 7551_16L3-TX_b | 7551_16L3-TX_c | 7551_16L4_1_a | 7551_16L4_1_b | 7551_16L4_1_c | 0.33203 | 0.43669 | 0.062912 | 0.17061 | 0.33203 | 0.43669 | 0.062912 | 0.17061 | 0.062912 | 0.17061 | 0.33203 | 0.43669 | 1.9889 | -0.43535 | 1.9889 | -0.43535 | -0.43535 | 1.9889
LN_7551_11-TX_7551_12_1 | 1 | 0.014726 | 7551_11-TX_a | 7551_11-TX_b | 7551_11-TX_c | 7551_12_1_a | 7551_12_1_b | 7551_12_1_c | 0.09089 | 0.37352 | 0.02564 | 0.15707 | 0.09089 | 0.37352 | 0.02564 | 0.15707 | 0.02564 | 0.15707 | 0.09089 | 0.37352 | 2.373 | -0.60673 | 2.373 | -0.60673 | -0.60673 | 2.373
LN_7551_17R1_1_7551_17R1-S037 | 1 | 0.0044584 | 7551_17R1_1_a | 7551_17R1_1_b | 7551_17R1_1_c | 7551_17R1-S037_a | 7551_17R1-S037_b | 7551_17R1-S037_c | 0.33203 | 0.43669 | 0.062912 | 0.17061 | 0.33203 | 0.43669 | 0.062912 | 0.17061 | 0.062912 | 0.17061 | 0.33203 | 0.43669 | 1.9889 | -0.43535 | 1.9889 | -0.43535 | -0.43535 | 1.9889
LN_7551_PM_2AR4L1_J0_7551_PM_2AR4L1-TX | 1 | 6.2137e-08 | 7551_PM_2AR4L1_J0_a | 7551_PM_2AR4L1_J0_b | 7551_PM_2AR4L1_J0_c | 7551_PM_2AR4L1-TX_a | 7551_PM_2AR4L1-TX_b | 7551_PM_2AR4L1-TX_c | 0.33442 | 0.40106 | 0.061822 | 0.18552 | 0.33442 | 0.40106 | 0.061822 | 0.18552 | 0.061822 | 0.18552 | 0.33442 | 0.40106 | 2.6667 | -0.72261 | 2.6667 | -0.72261 | -0.72261 | 2.6667
LN_7551_PMS_29R5R4R2_J2_7551_PMS_29R5R4R2_1 | 1 | 0.0017411 | 7551_PMS_29R5R4R2_J2_a | 7551_PMS_29R5R4R2_J2_b | 7551_PMS_29R5R4R2_J2_c | 7551_PMS_29R5R4R2_1_a | 7551_PMS_29R5R4R2_1_b | 7551_PMS_29R5R4R2_1_c | 0.71188 | 0.21145 | 0.13401 | 0.013235 | 0.71188 | 0.21145 | 0.13401 | 0.013235 | 0.13401 | 0.013235 | 0.71188 | 0.21145 | 18.3636 | -9.1818 | 18.3636 | -9.1818 | -9.1818 | 18.3636
LN_7551_24L15L4-TX_7551_24L15L5_2 | 1 | 0.029431 | 7551_24L15L4-TX_a | 7551_24L15L4-TX_b | 7551_24L15L4-TX_c | 7551_24L15L5_2_a | 7551_24L15L5_2_b | 7551_24L15L5_2_c | 0.090841 | 0.37436 | 0.025594 | 0.14498 | 0.090841 | 0.37436 | 0.025594 | 0.14498 | 0.025594 | 0.14498 | 0.090841 | 0.37436 | 2.2789 | -0.53141 | 2.2789 | -0.53141 | -0.53141 | 2.2789
End of Three-Phase Line with Full Data
Three-Phase Line with Sequential Data |  | Go to Type List
ID | Status | Length | From1 | From2 | From3 | To1 | To2 | To3 | R0 (Ohm/length_unit) | X0 (Ohm/length_unit) | R1 (Ohm/length_unit) | X1 (Ohm/length_unit) | B0 (uS/length_unit) | B1 (uS/length_unit)
End of Three-Phase Line with Sequential Data

## Transformer
Type
PositiveSeq2wXF
PositiveSeq3wXF
Multiphase2wXF
Multiphase2wXFMutual
Important notes:
Default order of blocks and columns after row 11 must not change
One empty row between End of each block and the next block is mandatory; otherwise, empty rows are NOT allowed
Positive-Sequence 2W-Transformer |  |  | Go to Type List
ID | Status | From bus | To bus | R (pu) | Xl (pu) | Gmag (pu) | Bmag (pu) | Ratio W1 (pu) | Ratio W2 (pu) | Phase Shift (deg)
End of Positive-Sequence 2W-Transformer
Positive-Sequence 3W-Transformer |  |  | Go to Type List
ID | Status | Bus1 | Bus2 | Bus3 | R_12 (pu) | Xl_12 (pu) | R_23 (pu) | Xl_23 (pu) | R_31 (pu) | Xl_31 (pu) | Gmag (pu) | Bmag (pu) | Ratio W1 (pu) | Ratio W2 (pu) | Ratio W3 (pu) | Phase Shift W1 (deg) | Phase Shift W2 (deg) | Phase Shift W3 (deg)
End of Positive-Sequence 3W-Transformer
Multiphase 2W-Transformer |  |  | Go to Type List
ID | Status | Number of phases | Bus1 | Bus2 | Bus3 | V (kV) | S_base (kVA) | Conn. type | Bus1 | Bus2 | Bus3 | V (kV) | S_base (kVA) | Conn. type | Tap 1 | Tap 2 | Tap 3 | Lowest Tap | Highest Tap | Min Range (%) | Max Range (%) | X (pu) | RW1 (pu) | RW2 (pu)
TR1_6100_25_6100SBP32988 | 1 | 3 | 6100_25_a | 6100_25_b | 6100_25_c | 69 | 25000 | delta | 6100SBP32988_a | 6100SBP32988_b | 6100SBP32988_c | 12.47 | 25000 | wye | 0.925 | 1 | 1 | -8 | 8 | 10 | 10 | 0.08967 | 0.0011257 | 0.0011257
End of Multiphase 2W-Transformer
Multiphase 2W-Transformer with Mutual Impedance |  |  | Go to Type List
ID | Status | Number of phases | Bus1 | Bus2 | Bus3 | V (kV) | S_base (kVA) | Conn. type | Bus1 | Bus2 | Bus3 | V (kV) | S_base (kVA) | Conn. type | Tap 1 | Tap 2 | Tap 3 | Lowest Tap | Highest Tap | Min Range (%) | Max Range (%) | Z0 leakage (pu) | Z1 leakage (pu) | X0/R0 | X1/R1 | No Load Loss (kW)
End of Multiphase 2W-Transformer with Mutual Impedance

## Shunt
Type
PositiveSeqShunt
SinglePhaseShunt
TwoPhaseShunt
ThreePhaseShunt
Important notes:
Default order of blocks and columns after row 11 must not change
One empty row between End of each block and the next block is mandatory; otherwise, empty rows are NOT allowed
Positive-Sequence Shunt |  | Go to Type List
ID | Status | Bus | P (MW) | Q (MVAr)
End of Positive-Sequence Shunt
Single-Phase Shunt |  | Go to Type List
ID | Status | kV (ph-gr RMS) | Bus1 | P1 (kW) | Q1 (kVAr)
End of Single-Phase Shunt
Two-Phase Shunt |  | Go to Type List
ID | Status1 | Status2 | kV (ph-gr RMS) | Bus1 | Bus2 | P1 (kW) | Q1 (kVAr) | P2 (kW) | Q2 (kVAr)
End of Two-Phase Shunt
Three-Phase Shunt |  | Go to Type List
ID | Status1 | Status2 | Status3 | kV (ph-gr RMS) | Bus1 | Bus2 | Bus3 | P1 (kW) | Q1 (kVAr) | P2 (kW) | Q2 (kVAr) | P3 (kW) | Q3 (kVAr)
cap755113 | 1 | 1 | 1 | 7.62 | 7551_13-TX_a | 7551_13-TX_b | 7551_13-TX_c | 0.000367 | -100 | 0.000367 | -100 | 0.000367 | -100
End of Three-Phase Shunt

## Switch
From Bus | To Bus | ID | Status
6100_29_a | 6100_52623-B001_a | 6100B001_a | 1
6100_29_b | 6100_52623-B001_b | 6100B001_b | 1
6100_29_c | 6100_52623-B001_c | 6100B001_c | 1
6100_31_a | 6100-14_a | T1-6100_a | 1
6100_31_b | 6100-14_b | T1-6100_b | 1
6100_31_c | 6100-14_c | T1-6100_c | 1
6100_SUB_52621-B005_a | 6100B005-157_a | 6100B005_a | 1
6100_SUB_52621-B005_b | 6100B005-157_b | 6100B005_b | 1
6100_SUB_52621-B005_c | 6100B005-157_c | 6100B005_c | 1
6100_SUB_52622-B004_a | 6100B004-158_a | 6100B004_a | 1
6100_SUB_52622-B004_b | 6100B004-158_b | 6100B004_b | 1
6100_SUB_52622-B004_c | 6100B004-158_c | 6100B004_c | 1
7537_20L9_1_a | 7537_20L9-S067_a | 7537S067_a | 1
7537_20L9_1_b | 7537_20L9-S067_b | 7537S067_b | 1
7537_20L9_1_c | 7537_20L9-S067_c | 7537S067_c | 1
7537_PM_20L9R1_1_a | 7537_PM_20L9R1_J0_a | 7537S068_a | 1
7537_PM_20L9R1_1_b | 7537_PM_20L9R1_J0_b | 7537S068_b | 1
7537_PM_20L9R1_1_c | 7537_PM_20L9R1_J0_c | 7537S068_c | 1
7551_12L4_1_b | 7551_12L4-S030_b | 7551S030_b | 1
7551_12_1_a | 7551_12-S002_a | 7551S002_a | 1
7551_12_1_b | 7551_12-S002_b | 7551S002_b | 1
7551_12_1_c | 7551_12-S002_c | 7551S002_c | 1
7551_16L4_1_a | 7551_16L5-S006_a | 7551S006_a | 1
7551_16_1_a | 7551_16-S005_a | 7551S005_a | 1
7551_16_1_b | 7551_16-S005_b | 7551S005_b | 1
7551_16_1_c | 7551_16-S005_c | 7551S005_c | 1
7551_17R1_1_a | 7551_17R1-S037_a | 7551S037_a | 1
7551_17R1_1_b | 7551_17R1-S037_b | 7551S037_b | 1
7551_17R1_1_c | 7551_17R1-S037_c | 7551S037_c | 1
7551_17R3_1_a | 7551_17R3L1-S057_a | 7551S057_a | 1
7551_17R3_1_b | 7551_17R3L1-S057_b | 7551S057_b | 1
7551_17R3_1_c | 7551_17R3L1-S057_c | 7551S057_c | 1
7551_17R3_2_a | 7551_17R3R2-S058_a | 7551S058_a | 1
7551_17R3_2_b | 7551_17R3R2-S058_b | 7551S058_b | 1
7551_17R3_2_c | 7551_17R3R2-S058_c | 7551S058_c | 1
7551_1_2_a | 7551_1-S067_a | 7551S067_a | 1
7551_1_2_b | 7551_1-S067_b | 7551S067_b | 1
7551_1_2_c | 7551_1-S067_c | 7551S067_c | 1
7551_20AR2-TX_a | 7551_20A-S061_a | 7551S061_a | 1
7551_20AR2-TX_b | 7551_20A-S061_b | 7551S061_b | 1
7551_20AR2-TX_c | 7551_20A-S061_c | 7551S061_c | 1
7551_24L11_1_a | 7551_24L11-S013_a | 7551S013_a | 1
7551_24L12R1_1_a | 7551_24L12-S068_a | 7551S068_a | 1
7551_24L12R1_1_a | 7551_24L12R1-S069_a | 7551S069_a | 1
7551_24L12R1_1_b | 7551_24L12-S068_b | 7551S068_b | 1
7551_24L12R1_1_b | 7551_24L12R1-S069_b | 7551S069_b | 1
7551_24L12R1_1_c | 7551_24L12-S068_c | 7551S068_c | 1
7551_24L12R1_1_c | 7551_24L12R1-S069_c | 7551S069_c | 1
7551_24L13-TX_a | 7551_24L13-S039_a | 7551S039_a | 1
7551_24L13-TX_b | 7551_24L13-S039_b | 7551S039_b | 1
7551_24L13-TX_c | 7551_24L13-S039_c | 7551S039_c | 1
7551_24L15L5_2_c | 7551_24L15L5-S027_c | 7551S027_c | 1
7551_24L15_1_a | 7551_24L16-S026_a | 7551S026_a | 1
7551_24L18_1_a | 7551_24L18-S016_a | 7551S016_a | 1
7551_24L4_1_c | 7551_24L5-S010_c | 7551S010_c | 1
7551_24_1_c | 7551_24R1-S007_c | 7551S007_c | 1
7551_24_2_a | 7551_24L1-S072_a | 7551S072_a | 1
7551_24_2_b | 7551_24L1-S072_b | 7551S072_b | 1
7551_24_2_c | 7551_24L1-S072_c | 7551S072_c | 1
7551_29R5R1-TX_a | 7551_29R5R4-S062_a | 7551S062_a | 1
7551_29R5R1-TX_b | 7551_29R5R4-S062_b | 7551S062_b | 1
7551_29R5R1-TX_c | 7551_29R5R4-S062_c | 7551S062_c | 1
7551_29R5_1_a | 7551_29R5-S029_a | 7551S029_a | 1
7551_29R5_1_b | 7551_29R5-S029_b | 7551S029_b | 1
7551_29R5_1_c | 7551_29R5-S029_c | 7551S029_c | 1
7551_29_1_a | 7551_29R1-S024_a | 7551S024_a | 1
7551_29_1_b | 7551_29R1-S024_b | 7551S024_b | 1
7551_29_1_c | 7551_29R1-S024_c | 7551S024_c | 1
7551_2AR1_1_a | 7551_2AR4-S040_a | 7551S040_a | 1
7551_2AR1_1_b | 7551_2AR4-S040_b | 7551S040_b | 1
7551_2AR1_1_c | 7551_2AR4-S040_c | 7551S040_c | 1
7551_34L1_1_c | 7551_34L3-S071_c | 7551S071_c | 1
7551_34_1_c | 7551_34-S008_c | 7551S008_c | 1
7551_34_2_a | 7551_34R1-S019_a | 7551S019_a | 1
7551_35_1_c | 7551_35-S012_c | 7551S012_c | 1
7551_40L1_1_b | 7551_40L1-S034_b | 7551S034_b | 1
7551_40L2-TX_b | 7551_40L3-S018_b | 7551S018_b | 1
7551_PMS_29R5R4R2_J1_a | 7551_PMS_29R5R4R2_J2_a | 7551S064_a | 1
7551_PMS_29R5R4R2_J1_a | 7551_PMS_29R5R4R2_J2_a | 7551S065_a | 1
7551_PMS_29R5R4R2_J1_b | 7551_PMS_29R5R4R2_J2_b | 7551S064_b | 1
7551_PMS_29R5R4R2_J1_b | 7551_PMS_29R5R4R2_J2_b | 7551S065_b | 1
7551_PMS_29R5R4R2_J1_c | 7551_PMS_29R5R4R2_J2_c | 7551S064_c | 1
7551_PMS_29R5R4R2_J1_c | 7551_PMS_29R5R4R2_J2_c | 7551S065_c | 1
7551_PM_17R1L1_2_a | 7551_PM_17R1L1_J0_a | 7551S038_a | 1
7551_PM_17R1L1_2_b | 7551_PM_17R1L1_J0_b | 7551S038_b | 1
7551_PM_17R1L1_2_c | 7551_PM_17R1L1_J0_c | 7551S038_c | 1
7551_PM_17R3L2_1_a | 7551_PM_17R3L2_J0_a | 7551S043_a | 1
7551_PM_17R3L2_1_b | 7551_PM_17R3L2_J0_b | 7551S043_b | 1
7551_PM_17R3L2_1_c | 7551_PM_17R3L2_J0_c | 7551S043_c | 1
7551_PM_17R3R3_1_a | 7551_PM_17R3R3_J0_a | 7551S059_a | 1
7551_PM_17R3R3_1_b | 7551_PM_17R3R3_J0_b | 7551S059_b | 1
7551_PM_17R3R3_1_c | 7551_PM_17R3R3_J0_c | 7551S059_c | 1
7551_PM_24L11R2_2_a | 7551_PM_24L11R2_J0_a | 7551S066_a | 1
7551_PM_24L12R1R1_J0_a | 7551_PM_24L12R1R1_2_a | 7551S070_a | 1
7551_PM_24L12R1R1_J0_b | 7551_PM_24L12R1R1_2_b | 7551S070_b | 1
7551_PM_24L12R1R1_J0_c | 7551_PM_24L12R1R1_2_c | 7551S070_c | 1
7551_PM_29R5R3_1_a | 7551_PM_29R5R3_J0_a | 7551S063_a | 1
7551_PM_29R5R3_1_b | 7551_PM_29R5R3_J0_b | 7551S063_b | 1
7551_PM_29R5R3_1_c | 7551_PM_29R5R3_J0_c | 7551S063_c | 1
7551_PM_40L1L1R1_1_b | 7551_PM_40L1L1R1_J0_b | 7551S035_b | 1
7552_4_1_a | 7551_4-S032_a | 7551S032_a | 1
7552_4_1_b | 7551_4-S032_b | 7551S032_b | 1
7552_4_1_c | 7551_4-S032_c | 7551S032_c | 1
7552_PM_2AR4L1_1_a | 7551_PM_2AR4L1_J0_a | 7551S041_a | 1
7552_PM_2AR4L1_1_b | 7551_PM_2AR4L1_J0_b | 7551S041_b | 1
7552_PM_2AR4L1_1_c | 7551_PM_2AR4L1_J0_c | 7551S041_c | 1
7552_PM_4L1_1_a | 7551_PM_4L1_J0_a | 7551S033_a | 1
7552_PM_4L1_1_b | 7551_PM_4L1_J0_b | 7551S033_b | 1
7552_PM_4L1_1_c | 7551_PM_4L1_J0_c | 7551S033_c | 1